## Sheet1
ID_MOU | FB_GRUP | KD_LEVEL | ID_WBS | NM_WBS | KD_WBS_GRUP | KD_TIPE_WBS | QTY | UNIT_MATERAI | MP_NILAI | EQUIP_NILAI | TOOLS_NILAI | MATERAI_PRICE | Labor Price (BOQ) | Eqp. Price (BOQ) | Tools Price (BOQ) | Total Direct Price (BOQ) | MH_NILAI | MP_CONFIG_CODE | MP_PLAN | UNIT_HOURS | unit | ACTUAL_UNIT_ST | ACTUAL_TOTAL_M_HOUR | WORKING_HOURS | TOTAL_QTY | SP_ID | TASK_STATUS
| 0 | 0 | 1 | ELECTRICAL SUBSTATION EQUIPMENT | - | ELECTRICAL SUBSTATION EQUIPMENT | 0 | 0 | 0 | 0 | 0 | 0 | 0 | 0 | 0 | 0 | 0 | - | 0 | 0 | 0 | 0 | 0 | 0 | 324 | - | Active
| 0 | 1 | 1.1 | Switchgear | - | ELECTRICAL SUBSTATION EQUIPMENT | 0 | 0 | 0 | 0 | 0 | 0 | 0 | 0 | 0 | 0 | 0 | - | 0 | 0 | 0 | 0 | 0 | 0 | 271 | - | Active
| 0 | 2 | 1.1.1 | HV (33kV) Switchgear | - | ELECTRICAL SUBSTATION EQUIPMENT | 0 | 0 | 0 | 0 | 0 | 0 | 0 | 0 | 0 | 0 | 0 | - | 0 | 0 | 0 | 0 | 0 | 0 | 1 | - | Active
| 1 | 3 | 1.1.1.1 | HV (33kV) Switchgear, 3Ph, 3W, 50Hz, IP42, GIS, VCB. - W900 x D1592 x H2800 / 1410kG | - | ELECTRICAL SUBSTATION EQUIPMENT | 1 | 0 | 3465248 | 869053.7566 | 425124.381 | 0 | 3435454.8491 | 861581.8961 | 421469.2905 | 4718506.0357 | 64.6886 | MP01 | 6 | 4.0005 | 1 | 24.0033 | 24.0033 | 4.0005 | 1 | A.01 | Active
| 0 | 2 | 1.1.2 | 6.6kV SWITCHGEAR/MCC | - | ELECTRICAL SUBSTATION EQUIPMENT | 0 | 0 | 0 | 0 | 0 | 0 | 0 | 0 | 0 | 0 | 0 | - | 0 | 0 | 0 | 0 | 0 | 0 | 31 | - | Active
| 1 | 3 | 1.1.2.1 | 6.6kV SWITCHGEAR/MCC, 3Ph, 3W, 50Hz, IP42, VCB or VCS - W800 x D1340 x H2710 / 850kG | - | ELECTRICAL SUBSTATION EQUIPMENT | 31 | 0 | 4142271.1557 | 1038845.157 | 508183.068 | 0 | 128410405.8268 | 32204199.8658 | 15753675.1087 | 176368280.8013 | 2417.9296 | MP01 | 6 | 3.9992 | 1 | 23.995 | 743.8445 | 123.9741 | 31 | A.02 | Active
| 0 | 2 | 1.1.3 | 380V SWITCHGEAR/MCC | - | ELECTRICAL SUBSTATION EQUIPMENT | 0 | 0 | 0 | 0 | 0 | 0 | 0 | 0 | 0 | 0 | 0 | - | 0 | 0 | 0 | 0 | 0 | 0 | 21 | - | Active
| 1 | 3 | 1.1.3.1 | 380V SWITCHGEAR/MCC, 3Ph, 4W, 50Hz, IP42, ACB(Single Front), LV MCC(Back to Back) - W1000 x D1200 x H2200 / 1200kG | - | ELECTRICAL SUBSTATION EQUIPMENT | 21 | 0 | 2923956.6931 | 733302.4637 | 358717.4598 | 0 | 61403090.5548 | 15399351.7385 | 7533066.6554 | 84335508.9487 | 1156.2016 | MP01 | 6 | 4.0001 | 1 | 24.0004 | 504.0092 | 84.0015 | 21 | A.03 | Active
| 0 | 2 | 1.1.4 | 380V HVAC MCC | - | ELECTRICAL SUBSTATION EQUIPMENT | 0 | 0 | 0 | 0 | 0 | 0 | 0 | 0 | 0 | 0 | 0 | - | 0 | 0 | 0 | 0 | 0 | 0 | 4 | - | Active
| 1 | 3 | 1.1.4.1 | 380V HVAC MCC, 3Ph, 4W, 50Hz, IP42, ACB(Single Front), LV MCC(Back to Back) - W1000 x D1200 x H2200 / 1200kG | - | ELECTRICAL SUBSTATION EQUIPMENT | 4 | 0 | 2923956.6931 | 733302.4637 | 358717.4598 | 0 | 11695826.7723 | 2933209.8549 | 1434869.8391 | 16063906.4664 | 220.2289 | MP01 | 6 | 4.0001 | 1 | 24.0004 | 96.0017 | 16.0003 | 4 | A.03 | Active
| 0 | 2 | 1.1.5 | ECMS SYSTEM | - | ELECTRICAL SUBSTATION EQUIPMENT | 0 | 0 | 0 | 0 | 0 | 0 | 0 | 0 | 0 | 0 | 0 | - | 0 | 0 | 0 | 0 | 0 | 0 | 0 | - | Inactive
| 1 | 3 | 1.1.5.1 | - ECMS RTU (W800 x D800 x H2100 / 400kG) - W800 x D800 x H2100 / 400kG | - | ELECTRICAL SUBSTATION EQUIPMENT | 0 | 0 | 0 | 0 | 0 | 0 | 0 | 0 | 0 | 0 | 0 | - | 0 | 0 | 0 | 0 | 0 | 0 | 0 | - | Inactive
| 0 | 2 | 1.1.6 | POWER BUS DUCT | - | ELECTRICAL SUBSTATION EQUIPMENT | 0 | 0 | 0 | 0 | 0 | 0 | 0 | 0 | 0 | 0 | 0 | - | 0 | 0 | 0 | 0 | 0 | 0 | 94 | - | Active
| 0 | 3 | 1.1.6.1 | 6.6kV, 3Ph, 3W, 50Hz, IP55, 40ºC ambient temperature, Metal Enclosed, Non-ventilated, Non-segregated (including In/Outdoor supporting materials) | - | ELECTRICAL SUBSTATION EQUIPMENT | 0 | 0 | 0 | 0 | 0 | 0 | 0 | 0 | 0 | 0 | 0 | - | 0 | 0 | 0 | 0 | 0 | 0 | 50 | - | Active
| 1 | 4 | 1.1.6.1.1 | BUS DUCT, 6.6kV, 3Ph, 3W, Non-segregated (including In/Outdoor supporting materials) - - HORIZONTAL | - | ELECTRICAL SUBSTATION EQUIPMENT | 25 | 0 | 1461978.3465 | 366651.2319 | 179358.7299 | 0 | 36549458.6636 | 9166280.7967 | 4483968.2473 | 50199707.7075 | 688.2153 | MP03 | 7 | 3 | 1 | 21.0001 | 525.0018 | 75.0003 | 25 | B.01 | Active
| 1 | 4 | 1.1.6.1.2 | BUS DUCT, 6.6kV, 3Ph, 3W, Non-segregated (including In/Outdoor supporting materials) - - VERTICAL | - | ELECTRICAL SUBSTATION EQUIPMENT | 25 | 0 | 1461978.3465 | 366651.2319 | 179358.7299 | 0 | 36549458.6636 | 9166280.7967 | 4483968.2473 | 50199707.7075 | 688.2153 | MP03 | 7 | 3 | 1 | 21.0001 | 525.0018 | 75.0003 | 25 | B.01 | Active
| 0 | 3 | 1.1.6.2 | 11kV, 3Ph, 3W, 50Hz, IP55, 40ºC ambient temperature, Metal Enclosed, Non-ventilated, Non-segregated (including In/Outdoor supporting materials) | - | ELECTRICAL SUBSTATION EQUIPMENT | 0 | 0 | 0 | 0 | 0 | 0 | 0 | 0 | 0 | 0 | 0 | - | 0 | 0 | 0 | 0 | 0 | 0 | 0 | - | Inactive
| 1 | 4 | 1.1.6.2.1 | BUS DUCT, 11kV, 3Ph, 3W, Non-segregated (including In/Outdoor supporting materials) - - HORIZONTAL | - | ELECTRICAL SUBSTATION EQUIPMENT | 0 | 0 | 0 | 0 | 0 | 0 | 0 | 0 | 0 | 0 | 0 | - | 0 | 0 | 0 | 0 | 0 | 0 | 0 | - | Inactive
| 1 | 4 | 1.1.6.2.2 | BUS DUCT, 11kV, 3Ph, 3W, Non-segregated (including In/Outdoor supporting materials) - - VERTICAL | - | ELECTRICAL SUBSTATION EQUIPMENT | 0 | 0 | 0 | 0 | 0 | 0 | 0 | 0 | 0 | 0 | 0 | - | 0 | 0 | 0 | 0 | 0 | 0 | 0 | - | Inactive
| 0 | 3 | 1.1.6.3 | 0.38kV, 3Ph, 4W, 50Hz, IP55, 40ºC ambient temperature, Metal Enclosed, Non-ventilated, Non-segregated (including In/Outdoor supporting materials) | - | ELECTRICAL SUBSTATION EQUIPMENT | 0 | 0 | 0 | 0 | 0 | 0 | 0 | 0 | 0 | 0 | 0 | - | 0 | 0 | 0 | 0 | 0 | 0 | 44 | - | Active
| 1 | 4 | 1.1.6.3.1 | BUS DUCT, 0.38kV, 3Ph, 4W, Non-segregated (including In/Outdoor supporting materials) - - HORIZONTAL | - | ELECTRICAL SUBSTATION EQUIPMENT | 22 | 0 | 876993.4862 | 219942.2403 | 107591.5132 | 0 | 19293856.6963 | 4838729.2862 | 2367013.2912 | 26499599.2737 | 363.2975 | MP03 | 7 | 3 | 1 | 21.0001 | 462.0016 | 66.0002 | 22 | B.02 | Active
| 1 | 4 | 1.1.6.3.2 | BUS DUCT, 0.38kV, 3Ph, 4W, Non-segregated (including In/Outdoor supporting materials) - - VERTICAL | - | ELECTRICAL SUBSTATION EQUIPMENT | 22 | 0 | 876993.4862 | 219942.2403 | 107591.5132 | 0 | 19293856.6963 | 4838729.2862 | 2367013.2912 | 26499599.2737 | 363.2975 | MP03 | 7 | 3 | 1 | 21.0001 | 462.0016 | 66.0002 | 22 | B.02 | Active
| 0 | 2 | 1.1.7 | 380V VSD PANEL | - | ELECTRICAL SUBSTATION EQUIPMENT | 0 | 0 | 0 | 0 | 0 | 0 | 0 | 0 | 0 | 0 | 0 | - | 0 | 0 | 0 | 0 | 0 | 0 | 0 | - | Inactive
| 1 | 3 | 1.1.7.1 | 380V VSD PANEL, 3Ph, 3W, 50Hz, IP42 - W600 x D642 x H2130 / 250kG | - | ELECTRICAL SUBSTATION EQUIPMENT | 0 | 0 | 0 | 0 | 0 | 0 | 0 | 0 | 0 | 0 | 0 | MP01 | 6 | 0 | 0 | 0 | 0 | 0 | 0 | - | Inactive
| 0 | 2 | 1.1.8 | 6.6 kV VSD PANEL / 6.6kV SOFT STARTER | - | ELECTRICAL SUBSTATION EQUIPMENT | 0 | 0 | 0 | 0 | 0 | 0 | 0 | 0 | 0 | 0 | 0 | - | 0 | 0 | 0 | 0 | 0 | 0 | 0 | - | Inactive
| 1 | 3 | 1.1.8.1 | 6.6 kV VSD PANEL / 6.6kV SOFT STARTER, 3Ph, 3W, 50Hz, IP42 - W6820 x D1140 x H2490 / 3500 kG | - | ELECTRICAL SUBSTATION EQUIPMENT | 0 | 0 | 0 | 0 | 0 | 0 | 0 | 0 | 0 | 0 | 0 | - | 0 | 0 | 0 | 0 | 0 | 0 | 0 | - | Inactive
| 0 | 2 | 1.1.9 | ANNUNCIATOR PANEL | - | ELECTRICAL SUBSTATION EQUIPMENT | 0 | 0 | 0 | 0 | 0 | 0 | 0 | 0 | 0 | 0 | 0 | - | 0 | 0 | 0 | 0 | 0 | 0 | 0 | - | Inactive
| 1 | 3 | 1.1.9.1 | ANNUNCIATOR PANEL, Freestanding, IP42 - 120 Windows (W800 x D800 x H2100 / 400kG) | - | ELECTRICAL SUBSTATION EQUIPMENT | 0 | 0 | 0 | 0 | 0 | 0 | 0 | 0 | 0 | 0 | 0 | - | 0 | 0 | 0 | 0 | 0 | 0 | 0 | - | Inactive
| 1 | 3 | 1.1.9.2 | ANNUNCIATOR PANEL, Freestanding, IP42 - 96 Windows (W800 x D800 x H2100 / 400kG) | - | ELECTRICAL SUBSTATION EQUIPMENT | 0 | 0 | 0 | 0 | 0 | 0 | 0 | 0 | 0 | 0 | 0 | - | 0 | 0 | 0 | 0 | 0 | 0 | 0 | - | Inactive
| 1 | 3 | 1.1.9.3 | ANNUNCIATOR PANEL, Freestanding, IP42 - 48 Windows (W800 x D800 x H2100 / 400kG) | - | ELECTRICAL SUBSTATION EQUIPMENT | 0 | 0 | 0 | 0 | 0 | 0 | 0 | 0 | 0 | 0 | 0 | - | 0 | 0 | 0 | 0 | 0 | 0 | 0 | - | Inactive
| 0 | 2 | 1.1.10 | EXISTING SWITCHGEAR MODIFICATION | - | ELECTRICAL SUBSTATION EQUIPMENT | 0 | 0 | 0 | 0 | 0 | 0 | 0 | 0 | 0 | 0 | 0 | - | 0 | 0 | 0 | 0 | 0 | 0 | 118 | - | Active
| 0 | 3 | 1.1.10.1 | 6.6kV SWITCHGEAR/MCC MODIFICATION | - | ELECTRICAL SUBSTATION EQUIPMENT | 0 | 0 | 0 | 0 | 0 | 0 | 0 | 0 | 0 | 0 | 0 | - | 0 | 0 | 0 | 0 | 0 | 0 | 20 | - | Active
| 0 | 4 | 1.1.10.1.1 | PNL | - | ELECTRICAL SUBSTATION EQUIPMENT | 0 | 0 | 0 | 0 | 0 | 0 | 0 | 0 | 0 | 0 | 0 | - | 0 | 0 | 0 | 0 | 0 | 0 | 20 | - | Active
| 1 | 5 | 1.1.10.1.1.1 | 6.6kV SWITCHGEAR/MCC MODIFICATION, Demolish Exsting Panel - 1700(L) x 800(W) x 2050(H)mm | - | ELECTRICAL SUBSTATION EQUIPMENT | 10 | 0 | 0 | 0 | 0 | 0 | 56609755.5924 | 14197227.1529 | 6945010.4317 | 77751993.1769 | 1065.9447 | MP01 | 6 | 4.0001 | 1 | 24.0004 | 240.0044 | 40.0007 | 10 | C.01 | Active
| 1 | 5 | 1.1.10.1.1.2 | 6.6kV SWITCHGEAR/MCC MODIFICATION, Extension of Existing Switchboard to add new panel - 1700(L) x 800(W) x 2050(H)mm | - | ELECTRICAL SUBSTATION EQUIPMENT | 8 | 0 | 0 | 0 | 0 | 0 | 45287804.4739 | 11357781.7223 | 5556008.3453 | 62201594.5415 | 852.7558 | MP01 | 6 | 4.0001 | 1 | 24.0004 | 192.0035 | 32.0006 | 8 | C.01 | Active
| 1 | 5 | 1.1.10.1.1.3 | 6.6kV SWITCHGEAR/MCC MODIFICATION, Modificatoin exisiting feeder for new motor - 1700(L) x 800(W) x 2050(H)mm | - | ELECTRICAL SUBSTATION EQUIPMENT | 2 | 0 | 0 | 0 | 0 | 0 | 11321951.1185 | 2839445.4306 | 1389002.0863 | 15550398.6354 | 213.1889 | MP01 | 6 | 4.0001 | 1 | 24.0004 | 48.0009 | 8.0001 | 2 | C.01 | Active
| 0 | 3 | 1.1.10.2 | 380V SWITCHGEAR/MCC MODIFICATION | - | ELECTRICAL SUBSTATION EQUIPMENT | 0 | 0 | 0 | 0 | 0 | 0 | 0 | 0 | 0 | 0 | 0 | - | 0 | 0 | 0 | 0 | 0 | 0 | 98 | - | Active
| 0 | 4 | 1.1.10.2.1 | Module | - | ELECTRICAL SUBSTATION EQUIPMENT | 0 | 0 | 0 | 0 | 0 | 0 | 0 | 0 | 0 | 0 | 0 | - | 0 | 0 | 0 | 0 | 0 | 0 | 71 | - | Active
| 1 | 5 | 1.1.10.2.1.1 | - Modifiction of Existing MCC module | - | ELECTRICAL SUBSTATION EQUIPMENT | 24 | 0 | 0 | 0 | 0 | 0 | 15199934.2481 | 3812008.8393 | 1864761.3981 | 20876704.4855 | 286.2102 | MP01 | 6 | 4.0001 | 1 | 24.0004 | 576.0105 | 96.0017 | 24 | C.02 | Active
| 1 | 5 | 1.1.10.2.1.2 | - Add New MCC module | - | ELECTRICAL SUBSTATION EQUIPMENT | 47 | 0 | 0 | 0 | 0 | 0 | 29766537.9026 | 7465183.9769 | 3651824.4046 | 40883546.2841 | 560.4949 | MP01 | 6 | 4.0001 | 1 | 24.0004 | 1128.0205 | 188.0034 | 47 | C.02 | Active
| 0 | 4 | 1.1.10.2.2 | PNL | - | ELECTRICAL SUBSTATION EQUIPMENT | 0 | 0 | 0 | 0 | 0 | 0 | 0 | 0 | 0 | 0 | 0 | - | 0 | 0 | 0 | 0 | 0 | 0 | 27 | - | Active
| 1 | 5 | 1.1.10.2.2.1 | - Extension of Existing Switchboard to add new panel - W1000 x D800 x H2100 / 350kG | - | ELECTRICAL SUBSTATION EQUIPMENT | 27 | 0 | 0 | 0 | 0 | 0 | 23026143.3435 | 5774756.9019 | 2824899.9958 | 31625800.2412 | 433.5756 | MP01 | 6 | 4.0001 | 1 | 24.0004 | 648.0118 | 108.002 | 27 | C.02 | Active
| 0 | 2 | 1.1.11 | MARSHALLING (TERMINAL) PANEL FOR INSTRUMENT SYSTEM INTERFACE | - | ELECTRICAL SUBSTATION EQUIPMENT | 0 | 0 | 0 | 0 | 0 | 0 | 0 | 0 | 0 | 0 | 0 | - | 0 | 0 | 0 | 0 | 0 | 0 | 2 | - | Active
| 1 | 3 | 1.1.11.1 | MARSHALLING (TERMINAL) PANEL FOR INSTRUMENT SYSTEM INTERFACE - W1000 x D800 x H2100 / 350kG | - | ELECTRICAL SUBSTATION EQUIPMENT | 2 | 0 | 2558461.3629 | 641639.6558 | 313877.7773 | 0 | 5116922.7258 | 1283279.3115 | 627755.5546 | 7027957.592 | 96.3501 | MP01 | 6 | 4.0001 | 1 | 24.0004 | 48.0009 | 8.0001 | 2 | A.03 | Active
| 0 | 1 | 1.2 | Transformer | - | ELECTRICAL SUBSTATION EQUIPMENT | 0 | 0 | 0 | 0 | 0 | 0 | 0 | 0 | 0 | 0 | 0 | - | 0 | 0 | 0 | 0 | 0 | 0 | 6 | - | Active
| 0 | 2 | 1.2.1 | 33kV/33kV Liquid Immersed Transformer (Intertie Transformer) | - | ELECTRICAL SUBSTATION EQUIPMENT | 0 | 0 | 0 | 0 | 0 | 0 | 0 | 0 | 0 | 0 | 0 | - | 0 | 0 | 0 | 0 | 0 | 0 | 0 | - | Inactive
| 1 | 3 | 1.2.1.1 | 33kV/33kV Liquid Immersed Transformer, 60 MVA, ONAN, (12.5% Z minimum) - 7000(L) x 6800(W) x 6000(H)mm / 87000 kg | - | ELECTRICAL SUBSTATION EQUIPMENT | 0 | 0 | 0 | 0 | 0 | 0 | 0 | 0 | 0 | 0 | 0 | - | 0 | 0 | 0 | 0 | 0 | 0 | 0 | - | Inactive
| 0 | 2 | 1.2.2 | 11kV/34.5kV Liquid Immersed Transformer (Generator Step-up Transformer) | - | ELECTRICAL SUBSTATION EQUIPMENT | 0 | 0 | 0 | 0 | 0 | 0 | 0 | 0 | 0 | 0 | 0 | - | 0 | 0 | 0 | 0 | 0 | 0 | 0 | - | Inactive
| 1 | 3 | 1.2.2.1 | 11kV/34.5kV Liquid Immersed Transformer, 40MVA, ONAN, (15% Z minimum) - 4000(L) x 6800(W) x 6900(H)mm / 55000 kg | - | ELECTRICAL SUBSTATION EQUIPMENT | 0 | 0 | 0 | 0 | 0 | 0 | 0 | 0 | 0 | 0 | 0 | - | 0 | 0 | 0 | 0 | 0 | 0 | 0 | - | Inactive
| 1 | 3 | 1.2.2.2 | 11kV/34.5kV Liquid Immersed Transformer, 50MVA, ONAN, (15% Z minimum) - 5100(L) x 7600(W) x 6100(H)mm / 80000 kg | - | ELECTRICAL SUBSTATION EQUIPMENT | 0 | 0 | 0 | 0 | 0 | 0 | 0 | 0 | 0 | 0 | 0 | - | 0 | 0 | 0 | 0 | 0 | 0 | 0 | - | Inactive
| 0 | 2 | 1.2.3 | 33kV/6.9kV Liquid Immersed Transformer | - | ELECTRICAL SUBSTATION EQUIPMENT | 0 | 0 | 0 | 0 | 0 | 0 | 0 | 0 | 0 | 0 | 0 | - | 0 | 0 | 0 | 0 | 0 | 0 | 2 | - | Active
| 1 | 3 | 1.2.3.1 | 33kV/6.9kV Liquid Immersed Transformer, 6MVA ONAN (8% Z minimum) | - | ELECTRICAL SUBSTATION EQUIPMENT | 0 | 0 | 0 | 0 | 0 | 0 | 0 | 0 | 0 | 0 | 0 | - | 0 | 0 | 0 | 0 | 0 | 0 | 0 | - | Inactive
| 1 | 3 | 1.2.3.2 | 33kV/6.9kV Liquid Immersed Transformer, 8MVA ONAN (8% Z minimum) - 3700(L) x 4400(W) x 3800(H)mm / 23000 kg | - | ELECTRICAL SUBSTATION EQUIPMENT | 0 | 0 | 0 | 0 | 0 | 0 | 0 | 0 | 0 | 0 | 0 | MP03 | 7 | 0 | 0 | 0 | 0 | 0 | 0 | - | Inactive
| 1 | 3 | 1.2.3.3 | 33kV/6.9kV Liquid Immersed Transformer, 10MVA, ONAN, (8% Z minimum) - 3700(L) x 4400(W) x 3800(H)mm / 23000 kg | - | ELECTRICAL SUBSTATION EQUIPMENT | 0 | 0 | 0 | 0 | 0 | 0 | 0 | 0 | 0 | 0 | 0 | - | 0 | 0 | 0 | 0 | 0 | 0 | 0 | - | Inactive
| 1 | 3 | 1.2.3.4 | 33kV/6.9kV Liquid Immersed Transformer, 10/12.5MVA (ONAN/ONAF) (8% Z minimum) - 3700(L) x 4400(W) x 3900(H)mm / 25000 kg | - | ELECTRICAL SUBSTATION EQUIPMENT | 0 | 0 | 0 | 0 | 0 | 0 | 0 | 0 | 0 | 0 | 0 | MP03 | 7 | 0 | 0 | 0 | 0 | 0 | 0 | - | Inactive
| 1 | 3 | 1.2.3.5 | 33kV/6.9kV Liquid Immersed Transformer, 12.5/16MVA (ONAN/ONAF) (8% Z minimum) - 3700(L) x 4400(W) x 3900(H)mm / 25000 kg | - | ELECTRICAL SUBSTATION EQUIPMENT | 0 | 0 | 0 | 0 | 0 | 0 | 0 | 0 | 0 | 0 | 0 | MP03 | 7 | 0 | 0 | 0 | 0 | 0 | 0 | - | Inactive
| 1 | 3 | 1.2.3.6 | 33kV/6.9kV Liquid Immersed Transformer, 16/20MVA (ONAN/ONAF) (8% Z minimum) - 3600(L) x 4500(W) x 4000(H)mm / 29000 kg | - | ELECTRICAL SUBSTATION EQUIPMENT | 2 | 0 | 261017173.7189 | 24993392.3057 | 12226286.7542 | 0 | 522034347.4378 | 49986784.6114 | 24452573.5084 | 596473705.5576 | 3753.0672 | MP03 | 7 | 84 | 1 | 588 | 1176 | 168 | 2 | D.01 | Active
| 1 | 3 | 1.2.3.7 | 33kV/6.9kV Liquid Immersed Transformer, 20/25MVA (ONAN/ONAF) (8% Z minimum) - 4000(L) x 4800(W) x 4300(H)mm / 35000 kg | - | ELECTRICAL SUBSTATION EQUIPMENT | 0 | 0 | 0 | 0 | 0 | 0 | 0 | 0 | 0 | 0 | 0 | - | 0 | 0 | 0 | 0 | 0 | 0 | 0 | - | Inactive
| 1 | 3 | 1.2.3.8 | 33kV/6.9kV Liquid Immersed Transformer, 25/31.5MVA (ONAN/ONAF) (8% Z minimum) - 3900(L) x 4800(W) x 4210(H)mm / 40900 kg | - | ELECTRICAL SUBSTATION EQUIPMENT | 0 | 0 | 0 | 0 | 0 | 0 | 0 | 0 | 0 | 0 | 0 | MP03 | 7 | 0 | 0 | 0 | 0 | 0 | 0 | - | Inactive
| 1 | 3 | 1.2.3.9 | 33kV/6.9kV Liquid Immersed Transformer, 25MVA, ONAN, (14% Z minimum) | - | ELECTRICAL SUBSTATION EQUIPMENT | 0 | 0 | 0 | 0 | 0 | 0 | 0 | 0 | 0 | 0 | 0 | - | 0 | 0 | 0 | 0 | 0 | 0 | 0 | - | Inactive
| 0 | 2 | 1.2.4 | 33KV/6.9KV Liquid Immersed Captive Transformer | - | ELECTRICAL SUBSTATION EQUIPMENT | 0 | 0 | 0 | 0 | 0 | 0 | 0 | 0 | 0 | 0 | 0 | - | 0 | 0 | 0 | 0 | 0 | 0 | 0 | - | Inactive
| 1 | 3 | 1.2.4.1 | 33KV/6.9KV Liquid Immersed Captive Transformer, 20MVA ONAN (8% Z minimum) - 3850(L) x 4800(W) x 4250(H)mm / 35000 kg | - | ELECTRICAL SUBSTATION EQUIPMENT | 0 | 0 | 0 | 0 | 0 | 0 | 0 | 0 | 0 | 0 | 0 | - | 0 | 0 | 0 | 0 | 0 | 0 | 0 | - | Inactive
| 1 | 3 | 1.2.4.2 | 33KV/6.9KV Liquid Immersed Captive Transformer, 12.5MVA ONAN (8% Z minimum) - 3700(L) x 4400(W) x 3900(H)mm / 25000 kg | - | ELECTRICAL SUBSTATION EQUIPMENT | 0 | 0 | 0 | 0 | 0 | 0 | 0 | 0 | 0 | 0 | 0 | MP03 | 7 | 0 | 0 | 0 | 0 | 0 | 0 | - | Inactive
| 1 | 3 | 1.2.4.3 | 33KV/6.9KV Liquid Immersed Captive Transformer, 8MVA ONAN (8% Z minimum) - 3800(L) x 3850(W) x 3000(H)mm / 18600 kg | - | ELECTRICAL SUBSTATION EQUIPMENT | 0 | 0 | 0 | 0 | 0 | 0 | 0 | 0 | 0 | 0 | 0 | - | 0 | 0 | 0 | 0 | 0 | 0 | 0 | - | Inactive
| 1 | 3 | 1.2.4.4 | 33KV/6.9KV Liquid Immersed Captive Transformer, 6MVA ONAN (8% Z minimum) | - | ELECTRICAL SUBSTATION EQUIPMENT | 0 | 0 | 0 | 0 | 0 | 0 | 0 | 0 | 0 | 0 | 0 | - | 0 | 0 | 0 | 0 | 0 | 0 | 0 | - | Inactive
| 1 | 3 | 1.2.4.5 | 33KV/6.9KV Liquid Immersed Captive Transformer, 5MVA ONAN (8% Z minimum) | - | ELECTRICAL SUBSTATION EQUIPMENT | 0 | 0 | 0 | 0 | 0 | 0 | 0 | 0 | 0 | 0 | 0 | - | 0 | 0 | 0 | 0 | 0 | 0 | 0 | - | Inactive
| 0 | 2 | 1.2.5 | 6.6kV/0.63kV Liquid Immersed Captive Transformer | - | ELECTRICAL SUBSTATION EQUIPMENT | 0 | 0 | 0 | 0 | 0 | 0 | 0 | 0 | 0 | 0 | 0 | - | 0 | 0 | 0 | 0 | 0 | 0 | 0 | - | Inactive
| 1 | 3 | 1.2.5.1 | 6.6kV/0.63kV Liquid Immersed Captive Transformer, 2 MVA ONAN (6% Z minimum) | - | ELECTRICAL SUBSTATION EQUIPMENT | 0 | 0 | 0 | 0 | 0 | 0 | 0 | 0 | 0 | 0 | 0 | MP03 | 7 | 0 | 0 | 0 | 0 | 0 | 0 | - | Inactive
| 0 | 2 | 1.2.6 | 6.6kV/0.4kV Liquid Immersed Transformer | - | ELECTRICAL SUBSTATION EQUIPMENT | 0 | 0 | 0 | 0 | 0 | 0 | 0 | 0 | 0 | 0 | 0 | - | 0 | 0 | 0 | 0 | 0 | 0 | 2 | - | Active
| 1 | 3 | 1.2.6.1 | 6.6kV/0.4kV Liquid Immersed Transformer, 500 kVA ONAN (4% Z minimum) - 1350(L) x 1650(W) x 1800(H)mm / 2015 kg | - | ELECTRICAL SUBSTATION EQUIPMENT | 0 | 0 | 0 | 0 | 0 | 0 | 0 | 0 | 0 | 0 | 0 | MP03 | 7 | 0 | 0 | 0 | 0 | 0 | 0 | - | Inactive
| 1 | 3 | 1.2.6.2 | 6.6kV/0.4kV Liquid Immersed Transformer, 800 kVA ONAN (5% Z minimum) - 1500(L) x 2000(W) x 2000(H)mm / 2770 kg | - | ELECTRICAL SUBSTATION EQUIPMENT | 0 | 0 | 0 | 0 | 0 | 0 | 0 | 0 | 0 | 0 | 0 | - | 0 | 0 | 0 | 0 | 0 | 0 | 0 | - | Inactive
| 1 | 3 | 1.2.6.3 | 6.6kV/0.4kV Liquid Immersed Transformer, 1.25 MVA ONAN (5% Z minimum) - 1850(L) x 2100(W) x 2200(H)mm / 3650 kg | - | ELECTRICAL SUBSTATION EQUIPMENT | 0 | 0 | 0 | 0 | 0 | 0 | 0 | 0 | 0 | 0 | 0 | - | 0 | 0 | 0 | 0 | 0 | 0 | 0 | - | Inactive
| 1 | 3 | 1.2.6.4 | 6.6kV/0.4kV Liquid Immersed Transformer, 1.6 MVA ONAN (6% Z minimum) - 1950(L) x 2250(W) x 2300(H)mm / 4465 kg | - | ELECTRICAL SUBSTATION EQUIPMENT | 0 | 0 | 0 | 0 | 0 | 0 | 0 | 0 | 0 | 0 | 0 | MP03 | 7 | 0 | 0 | 0 | 0 | 0 | 0 | - | Inactive
| 1 | 3 | 1.2.6.5 | 6.6kV/0.4kV Liquid Immersed Transformer, 2 MVA ONAN (6% Z minimum) - 2100(L) x 2450(W) x 2600(H)mm / 5510 kg | - | ELECTRICAL SUBSTATION EQUIPMENT | 0 | 0 | 0 | 0 | 0 | 0 | 0 | 0 | 0 | 0 | 0 | MP03 | 7 | 0 | 0 | 0 | 0 | 0 | 0 | - | Inactive
| 1 | 3 | 1.2.6.6 | 6.6kV/0.4kV Liquid Immersed Transformer, 2.5 MVA ONAN (6% Z minimum) - 2350(L) x 2900(W) x 2800(H)mm / 7900 kg | - | ELECTRICAL SUBSTATION EQUIPMENT | 2 | 0 | 36324404.3923 | 4827574.5529 | 2361556.6102 | 0 | 72648808.7845 | 9655149.1059 | 4723113.2205 | 87027071.1109 | 724.9201 | MP03 | 7 | 24 | 1 | 168.0001 | 336.0002 | 48 | 2 | D.02 | Active
| 1 | 3 | 1.2.6.7 | 6.6kV/0.4kV Liquid Immersed Transformer, 3.15 MVA ONAN (7% Z minimum) - 2350(L) x 2900(W) x 2800(H)mm / 7900 kg | - | ELECTRICAL SUBSTATION EQUIPMENT | 0 | 0 | 0 | 0 | 0 | 0 | 0 | 0 | 0 | 0 | 0 | - | 0 | 0 | 0 | 0 | 0 | 0 | 0 | - | Inactive
| 1 | 3 | 1.2.6.8 | 6.6kV/0.4kV Liquid Immersed Transformer, 4 MVA ONAN (7% Z minimum) | - | ELECTRICAL SUBSTATION EQUIPMENT | 0 | 0 | 0 | 0 | 0 | 0 | 0 | 0 | 0 | 0 | 0 | - | 0 | 0 | 0 | 0 | 0 | 0 | 0 | - | Inactive
| 1 | 3 | 1.2.6.9 | 6.6kV/0.4kV Liquid Immersed Transformer, 1.0 MVA ONAN (5% Z minimum) - 1600(L) x 1950(W) x 2100(H)mm / 3090 kg | - | ELECTRICAL SUBSTATION EQUIPMENT | 0 | 0 | 0 | 0 | 0 | 0 | 0 | 0 | 0 | 0 | 0 | - | 0 | 0 | 0 | 0 | 0 | 0 | 0 | - | Inactive
| 0 | 2 | 1.2.7 | 6.6kV/0.63kV Liquid Immersed Transformer | - | ELECTRICAL SUBSTATION EQUIPMENT | 0 | 0 | 0 | 0 | 0 | 0 | 0 | 0 | 0 | 0 | 0 | - | 0 | 0 | 0 | 0 | 0 | 0 | 0 | - | Inactive
| 1 | 3 | 1.2.7.1 | 6.6kV/0.63kV Liquid Immersed Transformer, 2 MVA ONAN (6% Z minimum) - 2100(L) x 2450(W) x 2600(H)mm / 5510 kg | - | ELECTRICAL SUBSTATION EQUIPMENT | 0 | 0 | 0 | 0 | 0 | 0 | 0 | 0 | 0 | 0 | 0 | MP03 | 7 | 0 | 0 | 0 | 0 | 0 | 0 | - | Inactive
| 0 | 2 | 1.2.8 | Neutral Earthing Resistor | - | ELECTRICAL SUBSTATION EQUIPMENT | 0 | 0 | 0 | 0 | 0 | 0 | 0 | 0 | 0 | 0 | 0 | - | 0 | 0 | 0 | 0 | 0 | 0 | 2 | - | Active
| 1 | 3 | 1.2.8.1 | Neutral Earthing Resistor, 6.6kV, 400A, 10s - 1550(L) x 1100(W) x 1200(H)mm / 300 kg | - | ELECTRICAL SUBSTATION EQUIPMENT | 2 | 0 | 1461978.3465 | 366651.2319 | 179358.7299 | 0 | 2923956.6931 | 733302.4637 | 358717.4598 | 4015976.6166 | 55.0572 | MP03 | 7 | 4 | 1 | 28.0002 | 56.0004 | 8.0001 | 2 | D.03 | Active
| 1 | 3 | 1.2.8.2 | Neutral Earthing Resistor, 33kV, 400 A, 10s - 1500(L) x 1530(W) x 2000(H)mm / 750 kg | - | ELECTRICAL SUBSTATION EQUIPMENT | 0 | 0 | 0 | 0 | 0 | 0 | 0 | 0 | 0 | 0 | 0 | - | 0 | 0 | 0 | 0 | 0 | 0 | 0 | - | Inactive
| 1 | 3 | 1.2.8.3 | Neutral Earthing Resistor, 11kV, 10 A, 10s (STG/GTG Neutral) | - | ELECTRICAL SUBSTATION EQUIPMENT | 0 | 0 | 0 | 0 | 0 | 0 | 0 | 0 | 0 | 0 | 0 | - | 0 | 0 | 0 | 0 | 0 | 0 | 0 | - | Inactive
| 1 | 3 | 1.2.8.4 | Neutral Earthing Resistor, 6.6kV, 400A, 10s (EDG Neutral) | - | ELECTRICAL SUBSTATION EQUIPMENT | 0 | 0 | 0 | 0 | 0 | 0 | 0 | 0 | 0 | 0 | 0 | - | 0 | 0 | 0 | 0 | 0 | 0 | 0 | - | Inactive
| 0 | 1 | 1.3 | Emergency Diesel Generator | - | ELECTRICAL SUBSTATION EQUIPMENT | 0 | 0 | 0 | 0 | 0 | 0 | 0 | 0 | 0 | 0 | 0 | - | 0 | 0 | 0 | 0 | 0 | 0 | 0 | - | Inactive
| 1 | 2 | 1.3.1 | EDG Package (331-A-105A/B/C-GEN1) | - | ELECTRICAL SUBSTATION EQUIPMENT | 0 | 0 | 0 | 0 | 0 | 0 | 0 | 0 | 0 | 0 | 0 | - | 0 | 0 | 0 | 0 | 0 | 0 | 0 | - | Inactive
| 0 | 1 | 1.4 | AC / DC UPS System | - | ELECTRICAL SUBSTATION EQUIPMENT | 0 | 0 | 0 | 0 | 0 | 0 | 0 | 0 | 0 | 0 | 0 | - | 0 | 0 | 0 | 0 | 0 | 0 | 47 | - | Active
| 0 | 2 | 1.4.1 | AC UPS for Instruments | - | ELECTRICAL SUBSTATION EQUIPMENT | 0 | 0 | 0 | 0 | 0 | 0 | 0 | 0 | 0 | 0 | 0 | - | 0 | 0 | 0 | 0 | 0 | 0 | 13 | - | Active
| 1 | 3 | 1.4.1.1 | 25kVA - 4190(L) x 800(W) x 2200(H)mm for each UPS system | - | ELECTRICAL SUBSTATION EQUIPMENT | 0 | 0 | 0 | 0 | 0 | 0 | 0 | 0 | 0 | 0 | 0 | - | 0 | 0 | 0 | 0 | 0 | 0 | 0 | - | Inactive
| 1 | 3 | 1.4.1.2 | Battery Rack - 5550(L) x 430(W) x 706(H)mm | - | ELECTRICAL SUBSTATION EQUIPMENT | 0 | 0 | 0 | 0 | 0 | 0 | 0 | 0 | 0 | 0 | 0 | - | 0 | 0 | 0 | 0 | 0 | 0 | 0 | - | Inactive
| 1 | 3 | 1.4.1.3 | Battery Isolation Switch - 540(L) x 250(W) x 870(H)mm | - | ELECTRICAL SUBSTATION EQUIPMENT | 0 | 0 | 0 | 0 | 0 | 0 | 0 | 0 | 0 | 0 | 0 | - | 0 | 0 | 0 | 0 | 0 | 0 | 0 | - | Inactive
| 1 | 3 | 1.4.1.4 | 35kVA - 4565(L) x 800(W) x 2200(H)mm for each UPS system | - | ELECTRICAL SUBSTATION EQUIPMENT | 0 | 0 | 0 | 0 | 0 | 0 | 0 | 0 | 0 | 0 | 0 | - | 0 | 0 | 0 | 0 | 0 | 0 | 0 | - | Inactive
| 1 | 3 | 1.4.1.5 | Battery Rack - 7350(L) x 430(W) x 706(H)mm | - | ELECTRICAL SUBSTATION EQUIPMENT | 0 | 0 | 0 | 0 | 0 | 0 | 0 | 0 | 0 | 0 | 0 | - | 0 | 0 | 0 | 0 | 0 | 0 | 0 | - | Inactive
| 1 | 3 | 1.4.1.6 | Battery Isolation Switch - 540(L) x 250(W) x 870(H)mm | - | ELECTRICAL SUBSTATION EQUIPMENT | 0 | 0 | 0 | 0 | 0 | 0 | 0 | 0 | 0 | 0 | 0 | - | 0 | 0 | 0 | 0 | 0 | 0 | 0 | - | Inactive
| 1 | 3 | 1.4.1.7 | - 50kVA (4965(L) x 800(W) x 2200(H)mm for each UPS system) - 4965(L) x 800(W) x 2200(H)mm for each UPS system | - | ELECTRICAL SUBSTATION EQUIPMENT | 9 | 0 | 17743566.2154 | 4449930.2506 | 2176820.2817 | 0 | 159692095.9384 | 40049372.2556 | 19591382.5356 | 219332850.7297 | 3006.9545 | MP02 | 6 | 24 | 1 | 144.0001 | 1296.0005 | 216.0001 | 9 | E.01 | Active
| 1 | 3 | 1.4.1.8 | Battery Rack - 5700(L) x 500(W) x 1711(H)mm | - | ELECTRICAL SUBSTATION EQUIPMENT | 2 | 0 | 15842608.8085 | 3973186.6515 | 1943606.4835 | 0 | 31685217.617 | 7946373.303 | 3887212.967 | 43518803.887 | 596.6232 | MP02 | 6 | 24 | 1 | 144.0001 | 288.0001 | 48 | 2 | E.06 | Active
| 1 | 3 | 1.4.1.9 | Battery Isolation Switch - 540(L) x 250(W) x 870(H)mm | - | ELECTRICAL SUBSTATION EQUIPMENT | 2 | 0 | 1220893.1 | 306189.3444 | 149781.9376 | 0 | 2441786.2 | 612378.6889 | 299563.8751 | 3353728.764 | 45.9781 | MP02 | 6 | 4.0005 | 1 | 24.0033 | 48.0066 | 8.0011 | 2 | E.07 | Active
| 1 | 3 | 1.4.1.10 | - 60kVA (5465(L) x 900(W) x 2200(H)mm for each UPS system) - 5465(L) x 900(W) x 2200(H)mm for each UPS system | - | ELECTRICAL SUBSTATION EQUIPMENT | 0 | 0 | 0 | 0 | 0 | 0 | 0 | 0 | 0 | 0 | 0 | - | 0 | 0 | 0 | 0 | 0 | 0 | 0 | - | Inactive
| 1 | 3 | 1.4.1.11 | Battery Rack - 6300(L) x 500(W) x 1711(H)mm | - | ELECTRICAL SUBSTATION EQUIPMENT | 0 | 0 | 0 | 0 | 0 | 0 | 0 | 0 | 0 | 0 | 0 | - | 0 | 0 | 0 | 0 | 0 | 0 | 0 | - | Inactive
| 1 | 3 | 1.4.1.12 | Battery Isolation Switch - 540(L) x 250(W) x 870(H)mm | - | ELECTRICAL SUBSTATION EQUIPMENT | 0 | 0 | 0 | 0 | 0 | 0 | 0 | 0 | 0 | 0 | 0 | - | 0 | 0 | 0 | 0 | 0 | 0 | 0 | - | Inactive
| 1 | 3 | 1.4.1.13 | - 100kVA (5765(L) x 900(W) x 2200(H)mm for each UPS system) - 5765(L) x 900(W) x 2200(H)mm for each UPS system | - | ELECTRICAL SUBSTATION EQUIPMENT | 0 | 0 | 0 | 0 | 0 | 0 | 0 | 0 | 0 | 0 | 0 | - | 0 | 0 | 0 | 0 | 0 | 0 | 0 | - | Inactive
| 1 | 3 | 1.4.1.14 | Battery Rack - 6300(L) x 715(W) x 1811(H)mm | - | ELECTRICAL SUBSTATION EQUIPMENT | 0 | 0 | 0 | 0 | 0 | 0 | 0 | 0 | 0 | 0 | 0 | - | 0 | 0 | 0 | 0 | 0 | 0 | 0 | - | Inactive
| 1 | 3 | 1.4.1.15 | Battery Isolation Switch - 540(L) x 250(W) x 870(H)mm | - | ELECTRICAL SUBSTATION EQUIPMENT | 0 | 0 | 0 | 0 | 0 | 0 | 0 | 0 | 0 | 0 | 0 | - | 0 | 0 | 0 | 0 | 0 | 0 | 0 | - | Inactive
| 1 | 3 | 1.4.1.16 | - 120kVA (7840(L) x 900(W) x 2200(H)mm for each UPS system) - 7840(L) x 900(W) x 2200(H)mm for each UPS system | - | ELECTRICAL SUBSTATION EQUIPMENT | 0 | 0 | 0 | 0 | 0 | 0 | 0 | 0 | 0 | 0 | 0 | - | 0 | 0 | 0 | 0 | 0 | 0 | 0 | - | Inactive
| 1 | 3 | 1.4.1.17 | Battery Rack - 7500(L) x 715(W) x 1811(H)mm | - | ELECTRICAL SUBSTATION EQUIPMENT | 0 | 0 | 0 | 0 | 0 | 0 | 0 | 0 | 0 | 0 | 0 | - | 0 | 0 | 0 | 0 | 0 | 0 | 0 | - | Inactive
| 1 | 3 | 1.4.1.18 | Battery Isolation Switch - 540(L) x 250(W) x 870(H)mm | - | ELECTRICAL SUBSTATION EQUIPMENT | 0 | 0 | 0 | 0 | 0 | 0 | 0 | 0 | 0 | 0 | 0 | - | 0 | 0 | 0 | 0 | 0 | 0 | 0 | - | Inactive
| 1 | 3 | 1.4.1.19 | - 150kVA (7840(L) x 1000(W) x 2200(H)mm for each UPS system) - 7840(L) x 1000(W) x 2200(H)mm for each UPS system | - | ELECTRICAL SUBSTATION EQUIPMENT | 0 | 0 | 0 | 0 | 0 | 0 | 0 | 0 | 0 | 0 | 0 | MP01 | 6 | 0 | 0 | 0 | 0 | 0 | 0 | - | Inactive
| 1 | 3 | 1.4.1.20 | Battery Rack - 8550(L) x 715(W) x 1811(H)mm | - | ELECTRICAL SUBSTATION EQUIPMENT | 0 | 0 | 0 | 0 | 0 | 0 | 0 | 0 | 0 | 0 | 0 | MP01 | 6 | 0 | 0 | 0 | 0 | 0 | 0 | - | Inactive
| 1 | 3 | 1.4.1.21 | Battery Isolation Switch - 540(L) x 250(W) x 870(H)mm | - | ELECTRICAL SUBSTATION EQUIPMENT | 0 | 0 | 0 | 0 | 0 | 0 | 0 | 0 | 0 | 0 | 0 | MP01 | 6 | 0 | 0 | 0 | 0 | 0 | 0 | - | Inactive
| 1 | 3 | 1.4.1.22 | - 175kVA (7365(L) x 1000(W) x 2200(H)mm for each UPS system) - 7365(L) x 1000(W) x 2200(H)mm for each UPS system | - | ELECTRICAL SUBSTATION EQUIPMENT | 0 | 0 | 0 | 0 | 0 | 0 | 0 | 0 | 0 | 0 | 0 | - | 0 | 0 | 0 | 0 | 0 | 0 | 0 | - | Inactive
| 1 | 3 | 1.4.1.23 | Battery Rack - 7350(L) x 650(W) x 1695(H)mm | - | ELECTRICAL SUBSTATION EQUIPMENT | 0 | 0 | 0 | 0 | 0 | 0 | 0 | 0 | 0 | 0 | 0 | - | 0 | 0 | 0 | 0 | 0 | 0 | 0 | - | Inactive
| 1 | 3 | 1.4.1.24 | Battery Isolation Switch - 540(L) x 250(W) x 870(H)mm | - | ELECTRICAL SUBSTATION EQUIPMENT | 0 | 0 | 0 | 0 | 0 | 0 | 0 | 0 | 0 | 0 | 0 | - | 0 | 0 | 0 | 0 | 0 | 0 | 0 | - | Inactive
| 0 | 2 | 1.4.2 | AC UPS for Telecom | - | ELECTRICAL SUBSTATION EQUIPMENT | 0 | 0 | 0 | 0 | 0 | 0 | 0 | 0 | 0 | 0 | 0 | - | 0 | 0 | 0 | 0 | 0 | 0 | 12 | - | Active
| 1 | 3 | 1.4.2.1 | AC UPS for Telecom, 20kVA - 3990(L) x 800(W) x 2200(H)mm for each UPS system | - | ELECTRICAL SUBSTATION EQUIPMENT | 0 | 0 | 0 | 0 | 0 | 0 | 0 | 0 | 0 | 0 | 0 | - | 0 | 0 | 0 | 0 | 0 | 0 | 0 | - | Inactive
| 1 | 3 | 1.4.2.2 | Battery Rack - 4800(L) x 930(W) x 1695(H)mm | - | ELECTRICAL SUBSTATION EQUIPMENT | 0 | 0 | 0 | 0 | 0 | 0 | 0 | 0 | 0 | 0 | 0 | - | 0 | 0 | 0 | 0 | 0 | 0 | 0 | - | Inactive
| 1 | 3 | 1.4.2.3 | Battery Isolation Switch - 540(L) x 250(W) x 870(H)mm | - | ELECTRICAL SUBSTATION EQUIPMENT | 0 | 0 | 0 | 0 | 0 | 0 | 0 | 0 | 0 | 0 | 0 | - | 0 | 0 | 0 | 0 | 0 | 0 | 0 | - | Inactive
| 1 | 3 | 1.4.2.4 | AC UPS for Telecom, 25kVA - 3990(L) x 800(W) x 2200(H)mm for each UPS system | - | ELECTRICAL SUBSTATION EQUIPMENT | 0 | 0 | 0 | 0 | 0 | 0 | 0 | 0 | 0 | 0 | 0 | - | 0 | 0 | 0 | 0 | 0 | 0 | 0 | - | Inactive
| 1 | 3 | 1.4.2.5 | Battery Rack - 6150(L) x 715(W) x 1795(H)mm | - | ELECTRICAL SUBSTATION EQUIPMENT | 0 | 0 | 0 | 0 | 0 | 0 | 0 | 0 | 0 | 0 | 0 | - | 0 | 0 | 0 | 0 | 0 | 0 | 0 | - | Inactive
| 1 | 3 | 1.4.2.6 | Battery Isolation Switch - 540(L) x 250(W) x 870(H)mm | - | ELECTRICAL SUBSTATION EQUIPMENT | 0 | 0 | 0 | 0 | 0 | 0 | 0 | 0 | 0 | 0 | 0 | - | 0 | 0 | 0 | 0 | 0 | 0 | 0 | - | Inactive
| 1 | 3 | 1.4.2.7 | AC UPS for Telecom, 30kVA - 4765(L) x 800(W) x 2200(H)mm for each UPS system | - | ELECTRICAL SUBSTATION EQUIPMENT | 8 | 0 | 17743566.2154 | 4449930.2506 | 2176820.2817 | 0 | 141948529.7231 | 35599442.005 | 17414562.2539 | 194962533.9819 | 2672.8484 | MP02 | 6 | 24 | 1 | 144.0001 | 1152.0005 | 192.0001 | 8 | E.03 | Active
| 1 | 3 | 1.4.2.8 | Battery Rack - 6300(L) x 940(W) x 1795(H)mm | - | ELECTRICAL SUBSTATION EQUIPMENT | 2 | 0 | 18369484.094 | 4606904.8301 | 2253609.2265 | 0 | 36738968.1881 | 9213809.6601 | 4507218.453 | 50459996.3012 | 691.7838 | MP02 | 6 | 24 | 1 | 144.0001 | 288.0001 | 48 | 2 | E.06 | Active
| 1 | 3 | 1.4.2.9 | Battery Isolation Switch - 540(L) x 250(W) x 870(H)mm | - | ELECTRICAL SUBSTATION EQUIPMENT | 2 | 0 | 1220893.1 | 306189.3444 | 149781.9376 | 0 | 2441786.2 | 612378.6889 | 299563.8751 | 3353728.764 | 45.9781 | MP02 | 6 | 4.0005 | 1 | 24.0033 | 48.0066 | 8.0011 | 2 | E.07 | Active
| 1 | 3 | 1.4.2.10 | AC UPS for Telecom, 50kVA - 6065(L) x 900(W) x 2200(H)mm for each UPS system | - | ELECTRICAL SUBSTATION EQUIPMENT | 0 | 0 | 0 | 0 | 0 | 0 | 0 | 0 | 0 | 0 | 0 | - | 0 | 0 | 0 | 0 | 0 | 0 | 0 | - | Inactive
| 1 | 3 | 1.4.2.11 | Battery Rack - 7050(L) x 650(W) x 1290(H)mm | - | ELECTRICAL SUBSTATION EQUIPMENT | 0 | 0 | 0 | 0 | 0 | 0 | 0 | 0 | 0 | 0 | 0 | - | 0 | 0 | 0 | 0 | 0 | 0 | 0 | - | Inactive
| 1 | 3 | 1.4.2.12 | Battery Isolation Switch - 540(L) x 250(W) x 870(H)mm | - | ELECTRICAL SUBSTATION EQUIPMENT | 0 | 0 | 0 | 0 | 0 | 0 | 0 | 0 | 0 | 0 | 0 | - | 0 | 0 | 0 | 0 | 0 | 0 | 0 | - | Inactive
| 1 | 3 | 1.4.2.13 | AC UPS for Telecom, 80kVA - 5765(L) x 900(W) x 2200(H)mm for each UPS system | - | ELECTRICAL SUBSTATION EQUIPMENT | 0 | 0 | 0 | 0 | 0 | 0 | 0 | 0 | 0 | 0 | 0 | - | 0 | 0 | 0 | 0 | 0 | 0 | 0 | - | Inactive
| 1 | 3 | 1.4.2.14 | Battery Rack - 7050(L) x 930(W) x 1695(H)mm | - | ELECTRICAL SUBSTATION EQUIPMENT | 0 | 0 | 0 | 0 | 0 | 0 | 0 | 0 | 0 | 0 | 0 | - | 0 | 0 | 0 | 0 | 0 | 0 | 0 | - | Inactive
| 1 | 3 | 1.4.2.15 | Battery Isolation Switch - 540(L) x 250(W) x 870(H)mm | - | ELECTRICAL SUBSTATION EQUIPMENT | 0 | 0 | 0 | 0 | 0 | 0 | 0 | 0 | 0 | 0 | 0 | - | 0 | 0 | 0 | 0 | 0 | 0 | 0 | - | Inactive
| 0 | 2 | 1.4.3 | AC UPS for F&G | - | ELECTRICAL SUBSTATION EQUIPMENT | 0 | 0 | 0 | 0 | 0 | 0 | 0 | 0 | 0 | 0 | 0 | - | 0 | 0 | 0 | 0 | 0 | 0 | 13 | - | Active
| 1 | 3 | 1.4.3.1 | AC UPS for F&G, 5kVA - 3690(L) x 800(W) x 2200(H)mm for each UPS system | - | ELECTRICAL SUBSTATION EQUIPMENT | 8 | 0 | 13186810.5761 | 3307135.9128 | 1617787.274 | 0 | 105494484.6086 | 26457087.3028 | 12942298.1918 | 144893870.1032 | 1986.4296 | MP02 | 6 | 24 | 1 | 144.0001 | 1152.0005 | 192.0001 | 8 | E.04 | Active
| 1 | 3 | 1.4.3.2 | Battery Rack - 1950(L) x 500(W) x 1711(H)mm | - | ELECTRICAL SUBSTATION EQUIPMENT | 2 | 0 | 5419890.3127 | 1359260.8278 | 664924.2508 | 0 | 10839780.6254 | 2718521.6557 | 1329848.5017 | 14888150.7828 | 204.1098 | MP02 | 6 | 24 | 1 | 144.0001 | 288.0001 | 48 | 2 | E.06 | Active
| 1 | 3 | 1.4.3.3 | Battery Isolation Switch - 540(L) x 250(W) x 870(H)mm | - | ELECTRICAL SUBSTATION EQUIPMENT | 2 | 0 | 1220893.1 | 306189.3444 | 149781.9376 | 0 | 2441786.2 | 612378.6889 | 299563.8751 | 3353728.764 | 45.9781 | MP02 | 6 | 4.0005 | 1 | 24.0033 | 48.0066 | 8.0011 | 2 | E.07 | Active
| 1 | 3 | 1.4.3.4 | AC UPS for F&G, 10kVA - 3690(L) x 800(W) x 2200(H)mm for each UPS system | - | ELECTRICAL SUBSTATION EQUIPMENT | 0 | 0 | 0 | 0 | 0 | 0 | 0 | 0 | 0 | 0 | 0 | MP01 | 6 | 0 | 0 | 0 | 0 | 0 | 0 | - | Inactive
| 1 | 3 | 1.4.3.5 | Battery Rack - 3900(L) x 500(W) x 1711(H)mm | - | ELECTRICAL SUBSTATION EQUIPMENT | 0 | 0 | 0 | 0 | 0 | 0 | 0 | 0 | 0 | 0 | 0 | MP01 | 6 | 0 | 0 | 0 | 0 | 0 | 0 | - | Inactive
| 1 | 3 | 1.4.3.6 | Battery Isolation Switch - 540(L) x 250(W) x 870(H)mm | - | ELECTRICAL SUBSTATION EQUIPMENT | 0 | 0 | 0 | 0 | 0 | 0 | 0 | 0 | 0 | 0 | 0 | MP01 | 6 | 0 | 0 | 0 | 0 | 0 | 0 | - | Inactive
| 1 | 3 | 1.4.3.7 | AC UPS for F&G, 15kVA - 3890(L) x 800(W) x 2200(H)mm for each UPS system | - | ELECTRICAL SUBSTATION EQUIPMENT | 0 | 0 | 0 | 0 | 0 | 0 | 0 | 0 | 0 | 0 | 0 | MP01 | 6 | 0 | 0 | 0 | 0 | 0 | 0 | - | Inactive
| 1 | 3 | 1.4.3.8 | Battery Rack - 4500(L) x 650(W) x 1695(H)mm | - | ELECTRICAL SUBSTATION EQUIPMENT | 0 | 0 | 0 | 0 | 0 | 0 | 0 | 0 | 0 | 0 | 0 | MP01 | 6 | 0 | 0 | 0 | 0 | 0 | 0 | - | Inactive
| 1 | 3 | 1.4.3.9 | Battery Isolation Switch - 540(L) x 250(W) x 870(H)mm | - | ELECTRICAL SUBSTATION EQUIPMENT | 0 | 0 | 0 | 0 | 0 | 0 | 0 | 0 | 0 | 0 | 0 | MP01 | 6 | 0 | 0 | 0 | 0 | 0 | 0 | - | Inactive
| 1 | 3 | 1.4.3.10 | AC UPS for F&G, 40kVA - 3890(L) x 800(W) x 2200(H)mm for each UPS system | - | ELECTRICAL SUBSTATION EQUIPMENT | 1 | 0 | 0 | 0 | 0 | 0 | 13901684.0092 | 3486419.9588 | 1705489.5806 | 19093593.5486 | 261.7646 | MP02 | 6 | 24 | 1 | 144.0001 | 144.0001 | 24 | 1 | E.02 | Active
| 1 | 3 | 1.4.3.11 | Battery Rack - 4800(L) x 930(W) x 1695(H)mm | - | ELECTRICAL SUBSTATION EQUIPMENT | 0 | 0 | 0 | 0 | 0 | 0 | 0 | 0 | 0 | 0 | 0 | MP01 | 6 | 0 | 0 | 0 | 0 | 0 | 0 | - | Inactive
| 1 | 3 | 1.4.3.12 | Battery Isolation Switch - 540(L) x 250(W) x 870(H)mm | - | ELECTRICAL SUBSTATION EQUIPMENT | 0 | 0 | 0 | 0 | 0 | 0 | 0 | 0 | 0 | 0 | 0 | MP01 | 6 | 0 | 0 | 0 | 0 | 0 | 0 | - | Inactive
| 0 | 2 | 1.4.4 | DC UPS | - | ELECTRICAL SUBSTATION EQUIPMENT | 0 | 0 | 0 | 0 | 0 | 0 | 0 | 0 | 0 | 0 | 0 | - | 0 | 0 | 0 | 0 | 0 | 0 | 9 | - | Active
| 1 | 3 | 1.4.4.1 | DC UPS 15A - 1865(L) x 800(W) x 2200(H)mm for each UPS system | - | ELECTRICAL SUBSTATION EQUIPMENT | 0 | 0 | 0 | 0 | 0 | 0 | 0 | 0 | 0 | 0 | 0 | - | 0 | 0 | 0 | 0 | 0 | 0 | 0 | - | Inactive
| 1 | 3 | 1.4.4.2 | Battery Rack - 2250(L) x 430(W) x 555(H)mm | - | ELECTRICAL SUBSTATION EQUIPMENT | 0 | 0 | 0 | 0 | 0 | 0 | 0 | 0 | 0 | 0 | 0 | - | 0 | 0 | 0 | 0 | 0 | 0 | 0 | - | Inactive
| 1 | 3 | 1.4.4.3 | Battery Isolation Switch - 540(L) x 250(W) x 870(H)mm | - | ELECTRICAL SUBSTATION EQUIPMENT | 0 | 0 | 0 | 0 | 0 | 0 | 0 | 0 | 0 | 0 | 0 | - | 0 | 0 | 0 | 0 | 0 | 0 | 0 | - | Inactive
| 1 | 3 | 1.4.4.4 | DC UPS 25A - 2440(L) x 800(W) x 2200(H)mm for each UPS system | - | ELECTRICAL SUBSTATION EQUIPMENT | 0 | 0 | 0 | 0 | 0 | 0 | 0 | 0 | 0 | 0 | 0 | - | 0 | 0 | 0 | 0 | 0 | 0 | 0 | - | Inactive
| 1 | 3 | 1.4.4.5 | Battery Rack - 2850(L) x 430(W) x 555(H)mm | - | ELECTRICAL SUBSTATION EQUIPMENT | 0 | 0 | 0 | 0 | 0 | 0 | 0 | 0 | 0 | 0 | 0 | - | 0 | 0 | 0 | 0 | 0 | 0 | 0 | - | Inactive
| 1 | 3 | 1.4.4.6 | Battery Isolation Switch - 540(L) x 250(W) x 870(H)mm | - | ELECTRICAL SUBSTATION EQUIPMENT | 0 | 0 | 0 | 0 | 0 | 0 | 0 | 0 | 0 | 0 | 0 | - | 0 | 0 | 0 | 0 | 0 | 0 | 0 | - | Inactive
| 1 | 3 | 1.4.4.7 | DC UPS 20A - 2440(L) x 800(W) x 2200(H)mm for each UPS system | - | ELECTRICAL SUBSTATION EQUIPMENT | 0 | 0 | 0 | 0 | 0 | 0 | 0 | 0 | 0 | 0 | 0 | - | 0 | 0 | 0 | 0 | 0 | 0 | 0 | - | Inactive
| 1 | 3 | 1.4.4.8 | Battery Rack - 2850(L) x 430(W) x 555(H)mm | - | ELECTRICAL SUBSTATION EQUIPMENT | 0 | 0 | 0 | 0 | 0 | 0 | 0 | 0 | 0 | 0 | 0 | - | 0 | 0 | 0 | 0 | 0 | 0 | 0 | - | Inactive
| 1 | 3 | 1.4.4.9 | Battery Isolation Switch - 540(L) x 250(W) x 870(H)mm | - | ELECTRICAL SUBSTATION EQUIPMENT | 0 | 0 | 0 | 0 | 0 | 0 | 0 | 0 | 0 | 0 | 0 | - | 0 | 0 | 0 | 0 | 0 | 0 | 0 | - | Inactive
| 1 | 3 | 1.4.4.10 | DC UPS 55A - 2940(L) x 800(W) x 2200(H)mm for each UPS system | - | ELECTRICAL SUBSTATION EQUIPMENT | 0 | 0 | 0 | 0 | 0 | 0 | 0 | 0 | 0 | 0 | 0 | - | 0 | 0 | 0 | 0 | 0 | 0 | 0 | - | Inactive
| 1 | 3 | 1.4.4.11 | Battery Rack - 4200(L) x 430(W) x 555(H)mm | - | ELECTRICAL SUBSTATION EQUIPMENT | 0 | 0 | 0 | 0 | 0 | 0 | 0 | 0 | 0 | 0 | 0 | - | 0 | 0 | 0 | 0 | 0 | 0 | 0 | - | Inactive
| 1 | 3 | 1.4.4.12 | Battery Isolation Switch - 540(L) x 250(W) x 870(H)mm | - | ELECTRICAL SUBSTATION EQUIPMENT | 0 | 0 | 0 | 0 | 0 | 0 | 0 | 0 | 0 | 0 | 0 | - | 0 | 0 | 0 | 0 | 0 | 0 | 0 | - | Inactive
| 1 | 3 | 1.4.4.13 | DC UPS 60A - 2340(L) x 800(W) x 2200(H)mm for each UPS system | - | ELECTRICAL SUBSTATION EQUIPMENT | 5 | 0 | 8362540.8876 | 2097251.5128 | 1025935.0983 | 0 | 41812704.4381 | 10486257.564 | 5129675.4913 | 57428637.4935 | 787.3207 | MP02 | 6 | 11.9995 | 1 | 71.9972 | 359.9861 | 59.9977 | 5 | E.05 | Active
| 1 | 3 | 1.4.4.14 | Battery Rack - 1950(L) x 430(W) x 706(H)mm | - | ELECTRICAL SUBSTATION EQUIPMENT | 2 | 0 | 2236156.4741 | 560808.2554 | 274336.6111 | 0 | 4472312.9481 | 1121616.5109 | 548673.2222 | 6142602.6812 | 84.2123 | MP02 | 6 | 24 | 1 | 144.0001 | 288.0001 | 48 | 2 | E.06 | Active
| 1 | 3 | 1.4.4.15 | Battery Isolation Switch - 540(L) x 250(W) x 870(H)mm | - | ELECTRICAL SUBSTATION EQUIPMENT | 2 | 0 | 1220893.1 | 306189.3444 | 149781.9376 | 0 | 2441786.2 | 612378.6889 | 299563.8751 | 3353728.764 | 45.9781 | MP02 | 6 | 4.0005 | 1 | 24.0033 | 48.0066 | 8.0011 | 2 | E.07 | Active
| 1 | 3 | 1.4.4.16 | DC UPS 80A - 2440(L) x 800(W) x 2200(H)mm for each UPS system | - | ELECTRICAL SUBSTATION EQUIPMENT | 0 | 0 | 0 | 0 | 0 | 0 | 0 | 0 | 0 | 0 | 0 | - | 0 | 0 | 0 | 0 | 0 | 0 | 0 | - | Inactive
| 1 | 3 | 1.4.4.17 | Battery Rack - 4200(L) x 430(W) x 706(H)mm | - | ELECTRICAL SUBSTATION EQUIPMENT | 0 | 0 | 0 | 0 | 0 | 0 | 0 | 0 | 0 | 0 | 0 | - | 0 | 0 | 0 | 0 | 0 | 0 | 0 | - | Inactive
| 1 | 3 | 1.4.4.18 | Battery Isolation Switch - 540(L) x 250(W) x 870(H)mm | - | ELECTRICAL SUBSTATION EQUIPMENT | 0 | 0 | 0 | 0 | 0 | 0 | 0 | 0 | 0 | 0 | 0 | - | 0 | 0 | 0 | 0 | 0 | 0 | 0 | - | Inactive
| 1 | 3 | 1.4.4.19 | DC UPS 105A - 2540(L) x 800(W) x 2200(H)mm for each UPS system | - | ELECTRICAL SUBSTATION EQUIPMENT | 0 | 0 | 0 | 0 | 0 | 0 | 0 | 0 | 0 | 0 | 0 | - | 0 | 0 | 0 | 0 | 0 | 0 | 0 | - | Inactive
| 1 | 3 | 1.4.4.20 | Battery Rack - 3900(L) x 430(W) x 706(H)mm | - | ELECTRICAL SUBSTATION EQUIPMENT | 0 | 0 | 0 | 0 | 0 | 0 | 0 | 0 | 0 | 0 | 0 | - | 0 | 0 | 0 | 0 | 0 | 0 | 0 | - | Inactive
| 1 | 3 | 1.4.4.21 | Battery Isolation Switch - 540(L) x 250(W) x 870(H)mm | - | ELECTRICAL SUBSTATION EQUIPMENT | 0 | 0 | 0 | 0 | 0 | 0 | 0 | 0 | 0 | 0 | 0 | - | 0 | 0 | 0 | 0 | 0 | 0 | 0 | - | Inactive
| 1 | 3 | 1.4.4.22 | DC UPS 150A - 2840(L) x 800(W) x 2200(H)mm for each UPS system | - | ELECTRICAL SUBSTATION EQUIPMENT | 0 | 0 | 0 | 0 | 0 | 0 | 0 | 0 | 0 | 0 | 0 | - | 0 | 0 | 0 | 0 | 0 | 0 | 0 | - | Inactive
| 1 | 3 | 1.4.4.23 | Battery Rack - 4050(L) x 430(W) x 706(H)mm | - | ELECTRICAL SUBSTATION EQUIPMENT | 0 | 0 | 0 | 0 | 0 | 0 | 0 | 0 | 0 | 0 | 0 | - | 0 | 0 | 0 | 0 | 0 | 0 | 0 | - | Inactive
| 1 | 3 | 1.4.4.24 | Battery Isolation Switch - 540(L) x 250(W) x 870(H)mm | - | ELECTRICAL SUBSTATION EQUIPMENT | 0 | 0 | 0 | 0 | 0 | 0 | 0 | 0 | 0 | 0 | 0 | - | 0 | 0 | 0 | 0 | 0 | 0 | 0 | - | Inactive
| 1 | 3 | 1.4.4.25 | DC UPS 195A - 2840(L) x 800(W) x 2200(H)mm for each UPS system | - | ELECTRICAL SUBSTATION EQUIPMENT | 0 | 0 | 0 | 0 | 0 | 0 | 0 | 0 | 0 | 0 | 0 | MP01 | 6 | 0 | 0 | 0 | 0 | 0 | 0 | - | Inactive
| 1 | 3 | 1.4.4.26 | Battery Rack - 5400(L) x 430(W) x 706(H)mm | - | ELECTRICAL SUBSTATION EQUIPMENT | 0 | 0 | 0 | 0 | 0 | 0 | 0 | 0 | 0 | 0 | 0 | MP01 | 6 | 0 | 0 | 0 | 0 | 0 | 0 | - | Inactive
| 1 | 3 | 1.4.4.27 | Battery Isolation Switch - 540(L) x 250(W) x 870(H)mm | - | ELECTRICAL SUBSTATION EQUIPMENT | 0 | 0 | 0 | 0 | 0 | 0 | 0 | 0 | 0 | 0 | 0 | MP01 | 6 | 0 | 0 | 0 | 0 | 0 | 0 | - | Inactive
| 1 | 3 | 1.4.4.28 | DC UPS 230A - 3140(L) x 800(W) x 2200(H)mm for each UPS system | - | ELECTRICAL SUBSTATION EQUIPMENT | 0 | 0 | 0 | 0 | 0 | 0 | 0 | 0 | 0 | 0 | 0 | MP01 | 6 | 0 | 0 | 0 | 0 | 0 | 0 | - | Inactive
| 1 | 3 | 1.4.4.29 | Battery Rack - 5850(L) x 430(W) x 706(H)mm | - | ELECTRICAL SUBSTATION EQUIPMENT | 0 | 0 | 0 | 0 | 0 | 0 | 0 | 0 | 0 | 0 | 0 | MP01 | 6 | 0 | 0 | 0 | 0 | 0 | 0 | - | Inactive
| 1 | 3 | 1.4.4.30 | Battery Isolation Switch - 540(L) x 250(W) x 870(H)mm | - | ELECTRICAL SUBSTATION EQUIPMENT | 0 | 0 | 0 | 0 | 0 | 0 | 0 | 0 | 0 | 0 | 0 | MP01 | 6 | 0 | 0 | 0 | 0 | 0 | 0 | - | Inactive
| 1 | 3 | 1.4.4.31 | DC UPS 275A - 3515(L) x 800(W) x 2200(H)mm for each UPS system | - | ELECTRICAL SUBSTATION EQUIPMENT | 0 | 0 | 0 | 0 | 0 | 0 | 0 | 0 | 0 | 0 | 0 | - | 0 | 0 | 0 | 0 | 0 | 0 | 0 | - | Inactive
| 1 | 3 | 1.4.4.32 | Battery Rack - 6450(L) x 430(W) x 706(H)mm | - | ELECTRICAL SUBSTATION EQUIPMENT | 0 | 0 | 0 | 0 | 0 | 0 | 0 | 0 | 0 | 0 | 0 | - | 0 | 0 | 0 | 0 | 0 | 0 | 0 | - | Inactive
| 1 | 3 | 1.4.4.33 | Battery Isolation Switch - 540(L) x 250(W) x 870(H)mm | - | ELECTRICAL SUBSTATION EQUIPMENT | 0 | 0 | 0 | 0 | 0 | 0 | 0 | 0 | 0 | 0 | 0 | - | 0 | 0 | 0 | 0 | 0 | 0 | 0 | - | Inactive
| 1 | 3 | 1.4.4.34 | DC UPS 315A - 3815(L) x 800(W) x 2200(H)mm for each UPS system | - | ELECTRICAL SUBSTATION EQUIPMENT | 0 | 0 | 0 | 0 | 0 | 0 | 0 | 0 | 0 | 0 | 0 | MP01 | 6 | 0 | 0 | 0 | 0 | 0 | 0 | - | Inactive
| 1 | 3 | 1.4.4.35 | Battery Rack - 8250(L) x 430(W) x 706(H)mm | - | ELECTRICAL SUBSTATION EQUIPMENT | 0 | 0 | 0 | 0 | 0 | 0 | 0 | 0 | 0 | 0 | 0 | MP01 | 6 | 0 | 0 | 0 | 0 | 0 | 0 | - | Inactive
| 1 | 3 | 1.4.4.36 | Battery Isolation Switch - 540(L) x 250(W) x 870(H)mm | - | ELECTRICAL SUBSTATION EQUIPMENT | 0 | 0 | 0 | 0 | 0 | 0 | 0 | 0 | 0 | 0 | 0 | MP01 | 6 | 0 | 0 | 0 | 0 | 0 | 0 | - | Inactive
| 1 | 3 | 1.4.4.37 | DC UPS 345A - 3815(L) x 800(W) x 2200(H)mm for each UPS system | - | ELECTRICAL SUBSTATION EQUIPMENT | 0 | 0 | 0 | 0 | 0 | 0 | 0 | 0 | 0 | 0 | 0 | - | 0 | 0 | 0 | 0 | 0 | 0 | 0 | - | Inactive
| 1 | 3 | 1.4.4.38 | Battery Rack - 7050(L) x 430(W) x 706(H)mm | - | ELECTRICAL SUBSTATION EQUIPMENT | 0 | 0 | 0 | 0 | 0 | 0 | 0 | 0 | 0 | 0 | 0 | - | 0 | 0 | 0 | 0 | 0 | 0 | 0 | - | Inactive
| 1 | 3 | 1.4.4.39 | Battery Isolation Switch - 540(L) x 250(W) x 870(H)mm | - | ELECTRICAL SUBSTATION EQUIPMENT | 0 | 0 | 0 | 0 | 0 | 0 | 0 | 0 | 0 | 0 | 0 | - | 0 | 0 | 0 | 0 | 0 | 0 | 0 | - | Inactive
| 1 | 3 | 1.4.4.40 | DC UPS 395A - 4215(L) x 900(W) x 2200(H)mm for each UPS system | - | ELECTRICAL SUBSTATION EQUIPMENT | 0 | 0 | 0 | 0 | 0 | 0 | 0 | 0 | 0 | 0 | 0 | - | 0 | 0 | 0 | 0 | 0 | 0 | 0 | - | Inactive
| 1 | 3 | 1.4.4.41 | Battery Rack - 8850(L) x 580(W) x 690(H)mm | - | ELECTRICAL SUBSTATION EQUIPMENT | 0 | 0 | 0 | 0 | 0 | 0 | 0 | 0 | 0 | 0 | 0 | - | 0 | 0 | 0 | 0 | 0 | 0 | 0 | - | Inactive
| 1 | 3 | 1.4.4.42 | Battery Isolation Switch - 540(L) x 250(W) x 870(H)mm | - | ELECTRICAL SUBSTATION EQUIPMENT | 0 | 0 | 0 | 0 | 0 | 0 | 0 | 0 | 0 | 0 | 0 | - | 0 | 0 | 0 | 0 | 0 | 0 | 0 | - | Inactive
| 1 | 3 | 1.4.4.43 | DC UPS 450A - 5090(L) x 900(W) x 2200(H)mm for each UPS system | - | ELECTRICAL SUBSTATION EQUIPMENT | 0 | 0 | 0 | 0 | 0 | 0 | 0 | 0 | 0 | 0 | 0 | - | 0 | 0 | 0 | 0 | 0 | 0 | 0 | - | Inactive
| 1 | 3 | 1.4.4.44 | Battery Rack - 8850(L) x 860(W) x 690(H)mm | - | ELECTRICAL SUBSTATION EQUIPMENT | 0 | 0 | 0 | 0 | 0 | 0 | 0 | 0 | 0 | 0 | 0 | - | 0 | 0 | 0 | 0 | 0 | 0 | 0 | - | Inactive
| 1 | 3 | 1.4.4.45 | Battery Isolation Switch - 540(L) x 250(W) x 870(H)mm | - | ELECTRICAL SUBSTATION EQUIPMENT | 0 | 0 | 0 | 0 | 0 | 0 | 0 | 0 | 0 | 0 | 0 | - | 0 | 0 | 0 | 0 | 0 | 0 | 0 | - | Inactive
| 0 | 2 | 1.4.5 | DC UPS for STG Package Equipment | - | ELECTRICAL SUBSTATION EQUIPMENT | 0 | 0 | 0 | 0 | 0 | 0 | 0 | 0 | 0 | 0 | 0 | - | 0 | 0 | 0 | 0 | 0 | 0 | 0 | - | Inactive
| 1 | 3 | 1.4.5.1 | DC UPS for STG Package Equipment 70A - 1765(L) x 800(W) x 2200(H)mm for each UPS system | - | ELECTRICAL SUBSTATION EQUIPMENT | 0 | 0 | 0 | 0 | 0 | 0 | 0 | 0 | 0 | 0 | 0 | - | 0 | 0 | 0 | 0 | 0 | 0 | 0 | - | Inactive
| 1 | 3 | 1.4.5.2 | Battery Rack - 1950(L) x 430(W) x 706(H)mm | - | ELECTRICAL SUBSTATION EQUIPMENT | 0 | 0 | 0 | 0 | 0 | 0 | 0 | 0 | 0 | 0 | 0 | - | 0 | 0 | 0 | 0 | 0 | 0 | 0 | - | Inactive
| 1 | 3 | 1.4.5.3 | Battery Isolation Switch - 540(L) x 250(W) x 870(H)mm | - | ELECTRICAL SUBSTATION EQUIPMENT | 0 | 0 | 0 | 0 | 0 | 0 | 0 | 0 | 0 | 0 | 0 | - | 0 | 0 | 0 | 0 | 0 | 0 | 0 | - | Inactive
| 0 | 0 | 2 | Power & Control Cable | - | POWER AND CONTROL CABLE | 0 | 0 | 0 | 0 | 0 | 0 | 0 | 0 | 0 | 0 | 0 | - | 0 | 0 | 0 | 0 | 0 | 0 | 518627 | - | Active
| 0 | 1 | 2.1 | MV Power Cable | - | POWER AND CONTROL CABLE | 0 | 0 | 0 | 0 | 0 | 0 | 0 | 0 | 0 | 0 | 0 | - | 0 | 0 | 0 | 0 | 0 | 0 | 66730 | - | Active
| 0 | 2 | 2.1.1 | Medium Voltage Power Cable (CU/XLPE/PVC/GSWA or AWA/PVC), Flame Retardant - Type EWMV1 | - | POWER AND CONTROL CABLE | 0 | 0 | 0 | 0 | 0 | 0 | 0 | 0 | 0 | 0 | 0 | - | 0 | 0 | 0 | 0 | 0 | 0 | 49980 | - | Active
| 1 | 3 | 2.1.1.1 | 19/33(36)Kv CU/XLPE/PVC/GSWA or AWA/PVC Cable - 1C - 150㎟ | - | POWER AND CONTROL CABLE | 0 | 0 | 0 | 0 | 0 | 0 | 0 | 0 | 0 | 0 | 0 | - | 0 | 0 | 0 | 0 | 0 | 0 | 0 | - | Inactive
| 1 | 3 | 2.1.1.2 | 19/33(36)Kv CU/XLPE/PVC/GSWA or AWA/PVC Cable - 1C - 185㎟ | - | POWER AND CONTROL CABLE | 0 | 0 | 0 | 0 | 0 | 0 | 0 | 0 | 0 | 0 | 0 | - | 0 | 0 | 0 | 0 | 0 | 0 | 0 | - | Inactive
| 1 | 3 | 2.1.1.3 | 19/33(36)Kv CU/XLPE/PVC/GSWA or AWA/PVC Cable - 1C - 240㎟ | - | POWER AND CONTROL CABLE | 0 | 0 | 0 | 0 | 0 | 0 | 0 | 0 | 0 | 0 | 0 | - | 0 | 0 | 0 | 0 | 0 | 0 | 0 | - | Inactive
| 1 | 3 | 2.1.1.4 | 19/33(36)Kv CU/XLPE/PVC/GSWA or AWA/PVC Cable - 1C - 300㎟ | - | POWER AND CONTROL CABLE | 49980 | 0 | 0 | 0 | 0 | 0 | 2351904378.3656 | 589833194.6746 | 288535053.0669 | 3230272626.1071 | 44285.3776 | MP04 | 19 | 11.9999 | 1000 | 0.228 | 11395.3134 | 599.7533 | 49980 | F.01.01.02 | Active
| 1 | 3 | 2.1.1.5 | 19/33(36)Kv CU/XLPE/PVC/GSWA or AWA/PVC Cable - 1C - 400㎟ | - | POWER AND CONTROL CABLE | 0 | 0 | 0 | 0 | 0 | 0 | 0 | 0 | 0 | 0 | 0 | - | 0 | 0 | 0 | 0 | 0 | 0 | 0 | - | Inactive
| 1 | 3 | 2.1.1.6 | 19/33(36)Kv CU/XLPE/PVC/GSWA or AWA/PVC Cable - 1C - 500㎟ | - | POWER AND CONTROL CABLE | 0 | 0 | 0 | 0 | 0 | 0 | 0 | 0 | 0 | 0 | 0 | - | 0 | 0 | 0 | 0 | 0 | 0 | 0 | - | Inactive
| 1 | 3 | 2.1.1.7 | 19/33(36)Kv CU/XLPE/PVC/GSWA or AWA/PVC Cable - 1C - 630㎟ | - | POWER AND CONTROL CABLE | 0 | 0 | 0 | 0 | 0 | 0 | 0 | 0 | 0 | 0 | 0 | - | 0 | 0 | 0 | 0 | 0 | 0 | 0 | - | Inactive
| 1 | 3 | 2.1.1.8 | 19/33(36)Kv CU/XLPE/PVC/GSWA or AWA/PVC Cable - 3C - 25㎟ | - | POWER AND CONTROL CABLE | 0 | 0 | 0 | 0 | 0 | 0 | 0 | 0 | 0 | 0 | 0 | - | 0 | 0 | 0 | 0 | 0 | 0 | 0 | - | Inactive
| 1 | 3 | 2.1.1.9 | 19/33(36)Kv CU/XLPE/PVC/GSWA or AWA/PVC Cable - 3C - 35㎟ | - | POWER AND CONTROL CABLE | 0 | 0 | 0 | 0 | 0 | 0 | 0 | 0 | 0 | 0 | 0 | - | 0 | 0 | 0 | 0 | 0 | 0 | 0 | - | Inactive
| 1 | 3 | 2.1.1.10 | 19/33(36)Kv CU/XLPE/PVC/GSWA or AWA/PVC Cable - 3C - 50㎟ | - | POWER AND CONTROL CABLE | 0 | 0 | 0 | 0 | 0 | 0 | 0 | 0 | 0 | 0 | 0 | - | 0 | 0 | 0 | 0 | 0 | 0 | 0 | - | Inactive
| 1 | 3 | 2.1.1.11 | 19/33(36)Kv CU/XLPE/PVC/GSWA or AWA/PVC Cable - 3C - 70㎟ | - | POWER AND CONTROL CABLE | 0 | 0 | 0 | 0 | 0 | 0 | 0 | 0 | 0 | 0 | 0 | - | 0 | 0 | 0 | 0 | 0 | 0 | 0 | - | Inactive
| 1 | 3 | 2.1.1.12 | 19/33(36)Kv CU/XLPE/PVC/GSWA or AWA/PVC Cable - 3C - 95㎟ | - | POWER AND CONTROL CABLE | 0 | 0 | 0 | 0 | 0 | 0 | 0 | 0 | 0 | 0 | 0 | - | 0 | 0 | 0 | 0 | 0 | 0 | 0 | - | Inactive
| 1 | 3 | 2.1.1.13 | 19/33(36)Kv CU/XLPE/PVC/GSWA or AWA/PVC Cable - 3C - 120㎟ | - | POWER AND CONTROL CABLE | 0 | 0 | 0 | 0 | 0 | 0 | 0 | 0 | 0 | 0 | 0 | - | 0 | 0 | 0 | 0 | 0 | 0 | 0 | - | Inactive
| 1 | 3 | 2.1.1.14 | 19/33(36)Kv CU/XLPE/PVC/GSWA or AWA/PVC Cable - 3C - 150㎟ | - | POWER AND CONTROL CABLE | 0 | 0 | 0 | 0 | 0 | 0 | 0 | 0 | 0 | 0 | 0 | - | 0 | 0 | 0 | 0 | 0 | 0 | 0 | - | Inactive
| 1 | 3 | 2.1.1.15 | 19/33(36)Kv CU/XLPE/PVC/GSWA or AWA/PVC Cable - 3C - 185㎟ | - | POWER AND CONTROL CABLE | 0 | 0 | 0 | 0 | 0 | 0 | 0 | 0 | 0 | 0 | 0 | - | 0 | 0 | 0 | 0 | 0 | 0 | 0 | - | Inactive
| 1 | 3 | 2.1.1.16 | 19/33(36)Kv CU/XLPE/PVC/GSWA or AWA/PVC Cable - 3C - 240㎟ | - | POWER AND CONTROL CABLE | 0 | 0 | 0 | 0 | 0 | 0 | 0 | 0 | 0 | 0 | 0 | - | 0 | 0 | 0 | 0 | 0 | 0 | 0 | - | Inactive
| 0 | 2 | 2.1.2 | Medium Voltage Power Cable (CU/XLPE/PVC/GSWA or AWA/PVC), Flame Retardant - Type EWMV2 | - | POWER AND CONTROL CABLE | 0 | 0 | 0 | 0 | 0 | 0 | 0 | 0 | 0 | 0 | 0 | - | 0 | 0 | 0 | 0 | 0 | 0 | 0 | - | Inactive
| 1 | 3 | 2.1.2.1 | 19/33(36)Kv CU/XLPE/PVC/GSWA or AWA/PVC Cable - 1C - 150㎟ | - | POWER AND CONTROL CABLE | 0 | 0 | 0 | 0 | 0 | 0 | 0 | 0 | 0 | 0 | 0 | - | 0 | 0 | 0 | 0 | 0 | 0 | 0 | - | Inactive
| 1 | 3 | 2.1.2.2 | 19/33(36)Kv CU/XLPE/PVC/GSWA or AWA/PVC Cable - 1C - 185㎟ | - | POWER AND CONTROL CABLE | 0 | 0 | 0 | 0 | 0 | 0 | 0 | 0 | 0 | 0 | 0 | - | 0 | 0 | 0 | 0 | 0 | 0 | 0 | - | Inactive
| 1 | 3 | 2.1.2.3 | 19/33(36)Kv CU/XLPE/PVC/GSWA or AWA/PVC Cable - 1C - 240㎟ | - | POWER AND CONTROL CABLE | 0 | 0 | 0 | 0 | 0 | 0 | 0 | 0 | 0 | 0 | 0 | - | 0 | 0 | 0 | 0 | 0 | 0 | 0 | - | Inactive
| 1 | 3 | 2.1.2.4 | 19/33(36)Kv CU/XLPE/PVC/GSWA or AWA/PVC Cable - 1C - 300㎟ | - | POWER AND CONTROL CABLE | 0 | 0 | 0 | 0 | 0 | 0 | 0 | 0 | 0 | 0 | 0 | - | 0 | 0 | 0 | 0 | 0 | 0 | 0 | - | Inactive
| 1 | 3 | 2.1.2.5 | 19/33(36)Kv CU/XLPE/PVC/GSWA or AWA/PVC Cable - 1C - 400㎟ | - | POWER AND CONTROL CABLE | 0 | 0 | 0 | 0 | 0 | 0 | 0 | 0 | 0 | 0 | 0 | - | 0 | 0 | 0 | 0 | 0 | 0 | 0 | - | Inactive
| 1 | 3 | 2.1.2.6 | 19/33(36)Kv CU/XLPE/PVC/GSWA or AWA/PVC Cable - 1C - 500㎟ | - | POWER AND CONTROL CABLE | 0 | 0 | 0 | 0 | 0 | 0 | 0 | 0 | 0 | 0 | 0 | - | 0 | 0 | 0 | 0 | 0 | 0 | 0 | - | Inactive
| 1 | 3 | 2.1.2.7 | 19/33(36)Kv CU/XLPE/PVC/GSWA or AWA/PVC Cable - 1C - 630㎟ | - | POWER AND CONTROL CABLE | 0 | 0 | 0 | 0 | 0 | 0 | 0 | 0 | 0 | 0 | 0 | - | 0 | 0 | 0 | 0 | 0 | 0 | 0 | - | Inactive
| 1 | 3 | 2.1.2.8 | 19/33(36)Kv CU/XLPE/PVC/GSWA or AWA/PVC Cable - 3C - 25㎟ | - | POWER AND CONTROL CABLE | 0 | 0 | 0 | 0 | 0 | 0 | 0 | 0 | 0 | 0 | 0 | - | 0 | 0 | 0 | 0 | 0 | 0 | 0 | - | Inactive
| 1 | 3 | 2.1.2.9 | 19/33(36)Kv CU/XLPE/PVC/GSWA or AWA/PVC Cable - 3C - 35㎟ | - | POWER AND CONTROL CABLE | 0 | 0 | 0 | 0 | 0 | 0 | 0 | 0 | 0 | 0 | 0 | - | 0 | 0 | 0 | 0 | 0 | 0 | 0 | - | Inactive
| 1 | 3 | 2.1.2.10 | 19/33(36)Kv CU/XLPE/PVC/GSWA or AWA/PVC Cable - 3C - 50㎟ | - | POWER AND CONTROL CABLE | 0 | 0 | 0 | 0 | 0 | 0 | 0 | 0 | 0 | 0 | 0 | - | 0 | 0 | 0 | 0 | 0 | 0 | 0 | - | Inactive
| 1 | 3 | 2.1.2.11 | 19/33(36)Kv CU/XLPE/PVC/GSWA or AWA/PVC Cable - 3C - 70㎟ | - | POWER AND CONTROL CABLE | 0 | 0 | 0 | 0 | 0 | 0 | 0 | 0 | 0 | 0 | 0 | - | 0 | 0 | 0 | 0 | 0 | 0 | 0 | - | Inactive
| 1 | 3 | 2.1.2.12 | 19/33(36)Kv CU/XLPE/PVC/GSWA or AWA/PVC Cable - 3C - 95㎟ | - | POWER AND CONTROL CABLE | 0 | 0 | 0 | 0 | 0 | 0 | 0 | 0 | 0 | 0 | 0 | - | 0 | 0 | 0 | 0 | 0 | 0 | 0 | - | Inactive
| 1 | 3 | 2.1.2.13 | 19/33(36)Kv CU/XLPE/PVC/GSWA or AWA/PVC Cable - 3C - 120㎟ | - | POWER AND CONTROL CABLE | 0 | 0 | 0 | 0 | 0 | 0 | 0 | 0 | 0 | 0 | 0 | - | 0 | 0 | 0 | 0 | 0 | 0 | 0 | - | Inactive
| 1 | 3 | 2.1.2.14 | 19/33(36)Kv CU/XLPE/PVC/GSWA or AWA/PVC Cable - 3C - 150㎟ | - | POWER AND CONTROL CABLE | 0 | 0 | 0 | 0 | 0 | 0 | 0 | 0 | 0 | 0 | 0 | - | 0 | 0 | 0 | 0 | 0 | 0 | 0 | - | Inactive
| 1 | 3 | 2.1.2.15 | 19/33(36)Kv CU/XLPE/PVC/GSWA or AWA/PVC Cable - 3C - 185㎟ | - | POWER AND CONTROL CABLE | 0 | 0 | 0 | 0 | 0 | 0 | 0 | 0 | 0 | 0 | 0 | - | 0 | 0 | 0 | 0 | 0 | 0 | 0 | - | Inactive
| 1 | 3 | 2.1.2.16 | 19/33(36)Kv CU/XLPE/PVC/GSWA or AWA/PVC Cable - 3C - 240㎟ | - | POWER AND CONTROL CABLE | 0 | 0 | 0 | 0 | 0 | 0 | 0 | 0 | 0 | 0 | 0 | - | 0 | 0 | 0 | 0 | 0 | 0 | 0 | - | Inactive
| 0 | 2 | 2.1.3 | Medium Voltage Power Cable (CU/XLPE/PVC/GSWA or AWA/PVC), Flame Retardant - Type EWMV1 | - | POWER AND CONTROL CABLE | 0 | 0 | 0 | 0 | 0 | 0 | 0 | 0 | 0 | 0 | 0 | - | 0 | 0 | 0 | 0 | 0 | 0 | 0 | - | Inactive
| 1 | 3 | 2.1.3.1 | 6.35/11(12)kV CU/XLPE/PVC/GSWA or AWA/PV Cable - 1C - 240㎟ | - | POWER AND CONTROL CABLE | 0 | 0 | 0 | 0 | 0 | 0 | 0 | 0 | 0 | 0 | 0 | - | 0 | 0 | 0 | 0 | 0 | 0 | 0 | - | Inactive
| 1 | 3 | 2.1.3.2 |  | - | POWER AND CONTROL CABLE | 0 | 0 | 0 | 0 | 0 | 0 | 0 | 0 | 0 | 0 | 0 | - | 0 | 0 | 0 | 0 | 0 | 0 | 0 | - | Inactive
| 1 | 3 | 2.1.3.3 | 6.35/11(12)kV CU/XLPE/PVC/GSWA or AWA/PV Cable - 3C - 35㎟ | - | POWER AND CONTROL CABLE | 0 | 0 | 0 | 0 | 0 | 0 | 0 | 0 | 0 | 0 | 0 | - | 0 | 0 | 0 | 0 | 0 | 0 | 0 | - | Inactive
| 0 | 2 | 2.1.4 | Medium Voltage Power Cable (CU/XLPE/PVC/GSWA or AWA/PVC), Flame Retardant - Type EWMV1 | - | POWER AND CONTROL CABLE | 0 | 0 | 0 | 0 | 0 | 0 | 0 | 0 | 0 | 0 | 0 | - | 0 | 0 | 0 | 0 | 0 | 0 | 11410 | - | Active
| 1 | 3 | 2.1.4.1 | 3.8/6.6(7.2)kV CU/XLPE/PVC/GSWA or AWA/PVC Cable - 1C - 150㎟ | - | POWER AND CONTROL CABLE | 0 | 0 | 0 | 0 | 0 | 0 | 0 | 0 | 0 | 0 | 0 | - | 0 | 0 | 0 | 0 | 0 | 0 | 0 | - | Inactive
| 1 | 3 | 2.1.4.2 | 3.8/6.6(7.2)kV CU/XLPE/PVC/GSWA or AWA/PVC Cable - 1C - 185㎟ | - | POWER AND CONTROL CABLE | 0 | 0 | 0 | 0 | 0 | 0 | 0 | 0 | 0 | 0 | 0 | - | 0 | 0 | 0 | 0 | 0 | 0 | 0 | - | Inactive
| 1 | 3 | 2.1.4.3 | 3.8/6.6(7.2)kV CU/XLPE/PVC/GSWA or AWA/PVC Cable - 1C - 240㎟ | - | POWER AND CONTROL CABLE | 0 | 0 | 0 | 0 | 0 | 0 | 0 | 0 | 0 | 0 | 0 | - | 0 | 0 | 0 | 0 | 0 | 0 | 0 | - | Inactive
| 1 | 3 | 2.1.4.4 | 3.8/6.6(7.2)kV CU/XLPE/PVC/GSWA or AWA/PVC Cable - 1C - 300㎟ | - | POWER AND CONTROL CABLE | 0 | 0 | 0 | 0 | 0 | 0 | 0 | 0 | 0 | 0 | 0 | - | 0 | 0 | 0 | 0 | 0 | 0 | 0 | - | Inactive
| 1 | 3 | 2.1.4.5 | 3.8/6.6(7.2)kV CU/XLPE/PVC/GSWA or AWA/PVC Cable - 1C - 400㎟ | - | POWER AND CONTROL CABLE | 0 | 0 | 0 | 0 | 0 | 0 | 0 | 0 | 0 | 0 | 0 | - | 0 | 0 | 0 | 0 | 0 | 0 | 0 | - | Inactive
| 1 | 3 | 2.1.4.6 | 3.8/6.6(7.2)kV CU/XLPE/PVC/GSWA or AWA/PVC Cable - 1C - 500㎟ | - | POWER AND CONTROL CABLE | 0 | 0 | 0 | 0 | 0 | 0 | 0 | 0 | 0 | 0 | 0 | - | 0 | 0 | 0 | 0 | 0 | 0 | 0 | - | Inactive
| 1 | 3 | 2.1.4.7 | 3.8/6.6(7.2)kV CU/XLPE/PVC/GSWA or AWA/PVC Cable - 1C - 630㎟ | - | POWER AND CONTROL CABLE | 0 | 0 | 0 | 0 | 0 | 0 | 0 | 0 | 0 | 0 | 0 | - | 0 | 0 | 0 | 0 | 0 | 0 | 0 | - | Inactive
| 1 | 3 | 2.1.4.8 | 3.8/6.6(7.2)kV CU/XLPE/PVC/GSWA or AWA/PVC Cable - 3C - 25㎟ | - | POWER AND CONTROL CABLE | 3465 | 0 | 20627.1163 | 5173.2096 | 2530.6346 | 0 | 71472958.0654 | 17925171.3358 | 8768649.0169 | 98166778.4181 | 1345.8432 | MP04 | 19 | 10 | 1000 | 0.19 | 658.3508 | 34.65 | 3465 | F.01.02.01 | Active
| 1 | 3 | 2.1.4.9 | 3.8/6.6(7.2)kV CU/XLPE/PVC/GSWA or AWA/PVC Cable - 3C - 35㎟ | - | POWER AND CONTROL CABLE | 1635 | 0 | 20627.1163 | 5173.2096 | 2530.6346 | 0 | 33725335.191 | 8458197.7299 | 4137587.6313 | 46321120.5523 | 635.0515 | MP04 | 19 | 10 | 1000 | 0.19 | 310.6504 | 16.35 | 1635 | F.01.02.01 | Active
| 1 | 3 | 2.1.4.10 | 3.8/6.6(7.2)kV CU/XLPE/PVC/GSWA or AWA/PVC Cable - 3C - 50㎟ | - | POWER AND CONTROL CABLE | 0 | 0 | 0 | 0 | 0 | 0 | 0 | 0 | 0 | 0 | 0 | - | 0 | 0 | 0 | 0 | 0 | 0 | 0 | - | Inactive
| 1 | 3 | 2.1.4.11 | 3.8/6.6(7.2)kV CU/XLPE/PVC/GSWA or AWA/PVC Cable - 3C - 70㎟ | - | POWER AND CONTROL CABLE | 0 | 0 | 0 | 0 | 0 | 0 | 0 | 0 | 0 | 0 | 0 | - | 0 | 0 | 0 | 0 | 0 | 0 | 0 | - | Inactive
| 1 | 3 | 2.1.4.12 | 3.8/6.6(7.2)kV CU/XLPE/PVC/GSWA or AWA/PVC Cable - 3C - 95㎟ | - | POWER AND CONTROL CABLE | 0 | 0 | 0 | 0 | 0 | 0 | 0 | 0 | 0 | 0 | 0 | - | 0 | 0 | 0 | 0 | 0 | 0 | 0 | - | Inactive
| 1 | 3 | 2.1.4.13 | 3.8/6.6(7.2)kV CU/XLPE/PVC/GSWA or AWA/PVC Cable - 3C - 120㎟ | - | POWER AND CONTROL CABLE | 2658 | 0 | 41577.4298 | 10427.2506 | 5100.8104 | 0 | 110512808.4097 | 27715632.2058 | 13557954.1496 | 151786394.7651 | 2080.9226 | MP04 | 19 | 11.9999 | 1000 | 0.228 | 606.0173 | 31.8956 | 2658 | F.01.02.02 | Active
| 1 | 3 | 2.1.4.14 | 3.8/6.6(7.2)kV CU/XLPE/PVC/GSWA or AWA/PVC Cable - 3C - 150㎟ | - | POWER AND CONTROL CABLE | 3652 | 0 | 0 | 0 | 0 | 0 | 155370859.8131 | 38965908.1657 | 19061372.7438 | 213398140.7227 | 2925.6067 | MP04 | 19 | 11.9999 | 1000 | 0.228 | 832.6467 | 43.8235 | 3652 | F.01.02.02 | Active
| 1 | 3 | 2.1.4.15 | 3.8/6.6(7.2)kV CU/XLPE/PVC/GSWA or AWA/PVC Cable - 3C - 185㎟ | - | POWER AND CONTROL CABLE | 0 | 0 | 0 | 0 | 0 | 0 | 0 | 0 | 0 | 0 | 0 | - | 0 | 0 | 0 | 0 | 0 | 0 | 0 | - | Inactive
| 1 | 3 | 2.1.4.16 | 3.8/6.6(7.2)kV CU/XLPE/PVC/GSWA or AWA/PVC Cable - 3C - 240㎟ | - | POWER AND CONTROL CABLE | 0 | 0 | 0 | 0 | 0 | 0 | 0 | 0 | 0 | 0 | 0 | - | 0 | 0 | 0 | 0 | 0 | 0 | 0 | - | Inactive
| 1 | 3 | 2.1.4.17 | 3.8/6.6(7.2)kV CU/XLPE/PVC/GSWA or AWA/PVC Cable - 3C - 300㎟ | - | POWER AND CONTROL CABLE | 0 | 0 | 0 | 0 | 0 | 0 | 0 | 0 | 0 | 0 | 0 | - | 0 | 0 | 0 | 0 | 0 | 0 | 0 | - | Inactive
| 0 | 2 | 2.1.5 | Medium Voltage Power Cable (CU/XLPE/PVC/GSWA or AWA/PVC), Flame Retardant - Type EWMV2 | - | POWER AND CONTROL CABLE | 0 | 0 | 0 | 0 | 0 | 0 | 0 | 0 | 0 | 0 | 0 | - | 0 | 0 | 0 | 0 | 0 | 0 | 5340 | - | Active
| 1 | 3 | 2.1.5.1 | 3.8/6.6(7.2)kV CU/XLPE/PVC/GSWA or AWA/PVC Cable - 1C - 150㎟ | - | POWER AND CONTROL CABLE | 0 | 0 | 0 | 0 | 0 | 0 | 0 | 0 | 0 | 0 | 0 | - | 0 | 0 | 0 | 0 | 0 | 0 | 0 | - | Inactive
| 1 | 3 | 2.1.5.2 | 3.8/6.6(7.2)kV CU/XLPE/PVC/GSWA or AWA/PVC Cable - 1C - 185㎟ | - | POWER AND CONTROL CABLE | 0 | 0 | 0 | 0 | 0 | 0 | 0 | 0 | 0 | 0 | 0 | - | 0 | 0 | 0 | 0 | 0 | 0 | 0 | - | Inactive
| 1 | 3 | 2.1.5.3 | 3.8/6.6(7.2)kV CU/XLPE/PVC/GSWA or AWA/PVC Cable - 1C - 240㎟ | - | POWER AND CONTROL CABLE | 60 | 0 | 27073.2141 | 6789.8376 | 3321.458 | 0 | 1624392.8461 | 407390.2576 | 199287.4777 | 2231070.5814 | 30.5873 | MP04 | 19 | 11.9999 | 1000 | 0.228 | 13.6798 | 0.71999 | 60 | F.01.01.02 | Active
| 1 | 3 | 2.1.5.4 | 3.8/6.6(7.2)kV CU/XLPE/PVC/GSWA or AWA/PVC Cable - 1C - 300㎟ | - | POWER AND CONTROL CABLE | 0 | 0 | 0 | 0 | 0 | 0 | 0 | 0 | 0 | 0 | 0 | - | 0 | 0 | 0 | 0 | 0 | 0 | 0 | - | Inactive
| 1 | 3 | 2.1.5.5 | 3.8/6.6(7.2)kV CU/XLPE/PVC/GSWA or AWA/PVC Cable - 1C - 400㎟ | - | POWER AND CONTROL CABLE | 0 | 0 | 0 | 0 | 0 | 0 | 0 | 0 | 0 | 0 | 0 | - | 0 | 0 | 0 | 0 | 0 | 0 | 0 | - | Inactive
| 1 | 3 | 2.1.5.6 | 3.8/6.6(7.2)kV CU/XLPE/PVC/GSWA or AWA/PVC Cable - 1C - 500㎟ | - | POWER AND CONTROL CABLE | 0 | 0 | 0 | 0 | 0 | 0 | 0 | 0 | 0 | 0 | 0 | - | 0 | 0 | 0 | 0 | 0 | 0 | 0 | - | Inactive
| 1 | 3 | 2.1.5.7 | 3.8/6.6(7.2)kV CU/XLPE/PVC/GSWA or AWA/PVC Cable - 1C - 630㎟ | - | POWER AND CONTROL CABLE | 0 | 0 | 0 | 0 | 0 | 0 | 0 | 0 | 0 | 0 | 0 | - | 0 | 0 | 0 | 0 | 0 | 0 | 0 | - | Inactive
| 1 | 3 | 2.1.5.8 | 3.8/6.6(7.2)kV CU/XLPE/PVC/GSWA or AWA/PVC Cable - 3C - 35㎟ | - | POWER AND CONTROL CABLE | 0 | 0 | 0 | 0 | 0 | 0 | 0 | 0 | 0 | 0 | 0 | - | 0 | 0 | 0 | 0 | 0 | 0 | 0 | - | Inactive
| 1 | 3 | 2.1.5.9 | 3.8/6.6(7.2)kV CU/XLPE/PVC/GSWA or AWA/PVC Cable - 3C - 50㎟ | - | POWER AND CONTROL CABLE | 0 | 0 | 0 | 0 | 0 | 0 | 0 | 0 | 0 | 0 | 0 | - | 0 | 0 | 0 | 0 | 0 | 0 | 0 | - | Inactive
| 1 | 3 | 2.1.5.10 | 3.8/6.6(7.2)kV CU/XLPE/PVC/GSWA or AWA/PVC Cable - 3C - 70㎟ | - | POWER AND CONTROL CABLE | 0 | 0 | 0 | 0 | 0 | 0 | 0 | 0 | 0 | 0 | 0 | - | 0 | 0 | 0 | 0 | 0 | 0 | 0 | - | Inactive
| 1 | 3 | 2.1.5.11 | 3.8/6.6(7.2)kV CU/XLPE/PVC/GSWA or AWA/PVC Cable - 3C - 95㎟ | - | POWER AND CONTROL CABLE | 0 | 0 | 0 | 0 | 0 | 0 | 0 | 0 | 0 | 0 | 0 | - | 0 | 0 | 0 | 0 | 0 | 0 | 0 | - | Inactive
| 1 | 3 | 2.1.5.12 | 3.8/6.6(7.2)kV CU/XLPE/PVC/GSWA or AWA/PVC Cable - 3C - 120㎟ | - | POWER AND CONTROL CABLE | 0 | 0 | 0 | 0 | 0 | 0 | 0 | 0 | 0 | 0 | 0 | - | 0 | 0 | 0 | 0 | 0 | 0 | 0 | - | Inactive
| 1 | 3 | 2.1.5.13 | 3.8/6.6(7.2)kV CU/XLPE/PVC/GSWA or AWA/PVC Cable - 3C - 150㎟ | - | POWER AND CONTROL CABLE | 240 | 0 | 48990.1448 | 12286.3728 | 6010.2573 | 0 | 11757634.7575 | 2948729.4838 | 1442461.743 | 16148825.9844 | 221.3941 | MP04 | 19 | 11.9999 | 1000 | 0.228 | 54.7194 | 2.88 | 240 | F.01.02.02 | Active
| 1 | 3 | 2.1.5.14 | 3.8/6.6(7.2)kV CU/XLPE/PVC/GSWA or AWA/PVC Cable - 3C - 185㎟ | - | POWER AND CONTROL CABLE | 0 | 0 | 0 | 0 | 0 | 0 | 0 | 0 | 0 | 0 | 0 | - | 0 | 0 | 0 | 0 | 0 | 0 | 0 | - | Inactive
| 1 | 3 | 2.1.5.15 | 3.8/6.6(7.2)kV CU/XLPE/PVC/GSWA or AWA/PVC Cable - 3C - 240㎟ | - | POWER AND CONTROL CABLE | 5040 | 0 | 62849.949 | 15762.1231 | 7710.5274 | 0 | 316763743.085 | 79441100.2382 | 38861058.143 | 435065901.4662 | 5964.5323 | MP04 | 19 | 11.9999 | 1000 | 0.228 | 1149.1072 | 60.4793 | 5040 | F.01.02.02 | Active
| 0 | 1 | 2.2 | LV Power Cable | - | POWER AND CONTROL CABLE | 0 | 0 | 0 | 0 | 0 | 0 | 0 | 0 | 0 | 0 | 0 | - | 0 | 0 | 0 | 0 | 0 | 0 | 317600 | - | Active
| 0 | 2 | 2.2.1 | Low Voltage Power Cable (CU/XLPE/PVC/GSWA or AWA/PVC), Flame Retardant - EWLV1 | - | POWER AND CONTROL CABLE | 0 | 0 | 0 | 0 | 0 | 0 | 0 | 0 | 0 | 0 | 0 | - | 0 | 0 | 0 | 0 | 0 | 0 | 260278 | - | Active
| 1 | 3 | 2.2.1.1 | 0.6/1kV CU/XLPE/PVC/GSWA or AWA/PVC Cable - 4C+E - 4+4㎟ | - | POWER AND CONTROL CABLE | 1024 | 0 | 0 | 0 | 0 | 0 | 5610988.0637 | 1407113.0168 | 688332.6212 | 7706433.7018 | 105.6477 | MP04 | 19 | 10 | 1000 | 0.19 | 194.5602 | 10.24 | 1024 | F.02.02.05 | Active
| 1 | 3 | 2.2.1.2 | 0.6/1kV CU/XLPE/PVC/GSWA or AWA/PVC Cable - 4C+E - 6+6㎟ | - | POWER AND CONTROL CABLE | 12300 | 0 | 0 | 0 | 0 | 0 | 91176394.7781 | 22867203.1516 | 11186195.9185 | 125229793.8482 | 1716.8968 | MP04 | 19 | 10 | 1000 | 0.19 | 2337.0027 | 123.0001 | 12300 | F.02.02.05 | Active
| 1 | 3 | 2.2.1.3 | 0.6/1kV CU/XLPE/PVC/GSWA or AWA/PVC Cable - 4C+E - 10+10㎟ | - | POWER AND CONTROL CABLE | 3605 | 0 | 0 | 0 | 0 | 0 | 25561285.9328 | 6410738.3597 | 3136009.8915 | 35108034.1839 | 481.3259 | MP04 | 19 | 10 | 1000 | 0.19 | 684.9508 | 36.05 | 3605 | F.02.02.05 | Active
| 1 | 3 | 2.2.1.4 | 0.6/1kV CU/XLPE/PVC/GSWA or AWA/PVC Cable - 4C+E - 16+16㎟ | - | POWER AND CONTROL CABLE | 1223 | 0 | 0 | 0 | 0 | 0 | 13007539.2632 | 3262274.4857 | 1595841.9267 | 17865655.6756 | 244.9354 | MP04 | 19 | 10 | 1000 | 0.19 | 232.3703 | 12.23 | 1223 | F.02.02.05 | Active
| 1 | 3 | 2.2.1.5 | 0.6/1kV CU/XLPE/PVC/GSWA or AWA/PVC Cable - 4C+E - 25+16㎟ | - | POWER AND CONTROL CABLE | 300 | 0 | 0 | 0 | 0 | 0 | 3674335.2169 | 921477.9637 | 450769.2947 | 5046582.4753 | 69.1857 | MP04 | 19 | 10 | 1000 | 0.19 | 57.0001 | 3 | 300 | F.02.02.05 | Active
| 1 | 3 | 2.2.1.6 | 0.6/1kV CU/XLPE/PVC/GSWA or AWA/PVC Cable - 4C+E - 35+25㎟ | - | POWER AND CONTROL CABLE | 0 | 0 | 0 | 0 | 0 | 0 | 0 | 0 | 0 | 0 | 0 | - | 0 | 0 | 0 | 0 | 0 | 0 | 0 | - | Inactive
| 1 | 3 | 2.2.1.7 | 0.6/1kV CU/XLPE/PVC/GSWA or AWA/PVC Cable - 4C+E - 50+25㎟ | - | POWER AND CONTROL CABLE | 0 | 0 | 0 | 0 | 0 | 0 | 0 | 0 | 0 | 0 | 0 | - | 0 | 0 | 0 | 0 | 0 | 0 | 0 | - | Inactive
| 1 | 3 | 2.2.1.8 | 0.6/1kV CU/XLPE/PVC/GSWA or AWA/PVC Cable - 4C+E - 70+35㎟ | - | POWER AND CONTROL CABLE | 1586 | 0 | 0 | 0 | 0 | 0 | 43961726.5637 | 11025079.6786 | 5393256.9052 | 60380063.1475 | 827.7761 | MP04 | 19 | 11.9999 | 1000 | 0.228 | 361.604 | 19.0318 | 1586 | F.02.02.06 | Active
| 1 | 3 | 2.2.1.9 | 0.6/1kV CU/XLPE/PVC/GSWA or AWA/PVC Cable - 4C+E - 95+50㎟ | - | POWER AND CONTROL CABLE | 2421 | 0 | 27718.617 | 6951.5004 | 3400.5403 | 0 | 67106771.7596 | 16829582.5358 | 8232708.0502 | 92169062.3456 | 1263.5851 | MP04 | 19 | 11.9999 | 1000 | 0.228 | 551.9819 | 29.0517 | 2421 | F.02.02.06 | Active
| 1 | 3 | 2.2.1.10 | 0.6/1kV CU/XLPE/PVC/GSWA or AWA/PVC Cable - 4C+E - 120+70㎟ | - | POWER AND CONTROL CABLE | 4312 | 0 | 0 | 0 | 0 | 0 | 157043708.4382 | 39385584.7962 | 19266670.4788 | 215695963.7131 | 2957.1165 | MP04 | 19 | 11.9999 | 1000 | 0.228 | 983.1251 | 51.7434 | 4312 | F.02.02.07 | Active
| 1 | 3 | 2.2.1.11 | 0.6/1kV CU/XLPE/PVC/GSWA or AWA/PVC Cable - 4C+E - 150+95㎟ | - | POWER AND CONTROL CABLE | 8170 | 0 | 32552.6946 | 8163.9714 | 3993.6578 | 0 | 265955515.1478 | 66699646.6052 | 32628184.1146 | 365283345.8676 | 5007.8888 | MP04 | 19 | 11.9999 | 1000 | 0.228 | 1862.7393 | 98.0389 | 8170 | F.02.02.07 | Active
| 1 | 3 | 2.2.1.12 | 0.6/1kV CU/XLPE/PVC/GSWA or AWA/PVC Cable - 4C+E - 185+95㎟ | - | POWER AND CONTROL CABLE | 2373 | 0 | 36420.155 | 9133.9482 | 4468.1518 | 0 | 86425027.858 | 21674859.1654 | 10602924.1758 | 118702811.1993 | 1627.3742 | MP04 | 19 | 11.9999 | 1000 | 0.228 | 541.038 | 28.4757 | 2373 | F.02.02.07 | Active
| 1 | 3 | 2.2.1.13 | 0.6/1kV CU/XLPE/PVC/GSWA or AWA/PVC Cable - 4C+E - 240+120㎟ | - | POWER AND CONTROL CABLE | 6504 | 0 | 43833.8614 | 10993.0704 | 5377.5986 | 0 | 285095434.8256 | 71498930.168 | 34975901.3167 | 391570266.3103 | 5368.2247 | MP04 | 19 | 11.9999 | 1000 | 0.228 | 1482.8955 | 78.0471 | 6504 | F.02.02.07 | Active
| 1 | 3 | 2.2.1.14 | 0.6/1kV CU/XLPE/PVC/GSWA or AWA/PVC Cable - 3C+E - 4+4㎟ | - | POWER AND CONTROL CABLE | 11388 | 0 | 5479.4805 | 1374.1338 | 672.1998 | 0 | 62400324.2865 | 15648635.7771 | 7655011.612 | 85703971.6756 | 1174.9182 | MP04 | 19 | 10 | 1000 | 0.19 | 2163.7225 | 113.8801 | 11388 | F.02.02.03 | Active
| 1 | 3 | 2.2.1.15 | 0.6/1kV CU/XLPE/PVC/GSWA or AWA/PVC Cable - 3C+E - 6+6㎟ | - | POWER AND CONTROL CABLE | 438 | 0 | 0 | 0 | 0 | 0 | 3246769.1799 | 814295.5269 | 398337.7083 | 4459402.4151 | 61.1383 | MP04 | 19 | 10 | 1000 | 0.19 | 83.2201 | 4.38 | 438 | F.02.02.03 | Active
| 1 | 3 | 2.2.1.16 | 0.6/1kV CU/XLPE/PVC/GSWA or AWA/PVC Cable - 3C+E - 10+10㎟ | - | POWER AND CONTROL CABLE | 7661 | 0 | 7090.5093 | 1778.2908 | 869.9057 | 0 | 54320391.5481 | 13623485.8734 | 6664347.234 | 74608224.6555 | 1022.8675 | MP04 | 19 | 10 | 1000 | 0.19 | 1455.5917 | 76.6101 | 7661 | F.02.02.03 | Active
| 1 | 3 | 2.2.1.17 | 0.6/1kV CU/XLPE/PVC/GSWA or AWA/PVC Cable - 3C+E - 16+16㎟ | - | POWER AND CONTROL CABLE | 1661 | 0 | 0 | 0 | 0 | 0 | 17666003.8562 | 4430611.5459 | 2167369.943 | 24263985.3451 | 332.6556 | MP05 | 19 | 10 | 1000 | 0.19 | 315.5904 | 16.61 | 1661 | F.02.02.03 | Active
| 1 | 3 | 2.2.1.18 | 0.6/1kV CU/XLPE/PVC/GSWA or AWA/PVC Cable - 3C+E - 25+16㎟ | - | POWER AND CONTROL CABLE | 5777 | 0 | 12247.7841 | 3071.5932 | 1502.5643 | 0 | 70755448.4935 | 17744593.9875 | 8680314.0516 | 97180356.5326 | 1332.2852 | MP05 | 19 | 10 | 1000 | 0.19 | 1097.6313 | 57.7701 | 5777 | F.02.02.03 | Active
| 1 | 3 | 2.2.1.19 | 0.6/1kV CU/XLPE/PVC/GSWA or AWA/PVC Cable - 3C+E - 35+25㎟ | - | POWER AND CONTROL CABLE | 6803 | 0 | 15470.8329 | 3879.9072 | 1897.976 | 0 | 105248076.5231 | 26395008.7873 | 12911930.5762 | 144555015.8866 | 1981.7686 | MP05 | 19 | 10 | 1000 | 0.19 | 1292.5715 | 68.0301 | 6803 | F.02.02.03 | Active
| 1 | 3 | 2.2.1.20 | 0.6/1kV CU/XLPE/PVC/GSWA or AWA/PVC Cable - 3C+E - 50+25㎟ | - | POWER AND CONTROL CABLE | 7217 | 0 | 20950.3135 | 5254.041 | 2570.1758 | 0 | 151198412.3541 | 37918414.0489 | 18548958.771 | 207665785.174 | 2846.9596 | MP05 | 19 | 10 | 1000 | 0.19 | 1371.2316 | 72.1701 | 7217 | F.02.02.03 | Active
| 1 | 3 | 2.2.1.21 | 0.6/1kV CU/XLPE/PVC/GSWA or AWA/PVC Cable - 3C+E - 70+35㎟ | - | POWER AND CONTROL CABLE | 4731 | 0 | 23850.1652 | 5981.5236 | 2926.0463 | 0 | 112835131.6236 | 28298588.265 | 13843125.0402 | 154976844.9287 | 2124.6917 | MP05 | 19 | 10 | 1000 | 0.19 | 898.8911 | 47.3101 | 4731 | F.02.02.03 | Active
| 1 | 3 | 2.2.1.22 | 0.6/1kV CU/XLPE/PVC/GSWA or AWA/PVC Cable - 3C+E - 95+50㎟ | - | POWER AND CONTROL CABLE | 3734 | 0 | 26106.5969 | 6547.3434 | 3202.8345 | 0 | 97482032.6594 | 24447780.3535 | 11959383.8824 | 133889196.8952 | 1835.5684 | MP05 | 19 | 11.9999 | 1000 | 0.228 | 851.3425 | 44.8075 | 3734 | F.02.02.04 | Active
| 1 | 3 | 2.2.1.23 | 0.6/1kV CU/XLPE/PVC/GSWA or AWA/PVC Cable - 3C+E - 120+70㎟ | - | POWER AND CONTROL CABLE | 8988 | 0 | 27718.617 | 6951.5004 | 3400.5403 | 0 | 249134929.6058 | 62480085.8455 | 30564056.1566 | 342179071.6079 | 4691.0791 | MP05 | 19 | 11.9999 | 1000 | 0.228 | 2049.2412 | 107.8548 | 8988 | F.02.02.04 | Active
| 1 | 3 | 2.2.1.24 | 0.6/1kV CU/XLPE/PVC/GSWA or AWA/PVC Cable - 3C+E - 150+95㎟ | - | POWER AND CONTROL CABLE | 11787 | 0 | 30941.6659 | 7759.8144 | 3795.952 | 0 | 364709415.8394 | 91464932.6992 | 44742885.6978 | 500917234.2364 | 6867.2959 | MP05 | 19 | 11.9999 | 1000 | 0.228 | 2687.4061 | 141.4424 | 11787 | F.02.02.04 | Active
| 1 | 3 | 2.2.1.25 | 0.6/1kV CU/XLPE/PVC/GSWA or AWA/PVC Cable - 3C+E - 185+95㎟ | - | POWER AND CONTROL CABLE | 2291 | 0 | 0 | 0 | 0 | 0 | 83438575.1466 | 20925875.41 | 10236535.7298 | 114600986.2864 | 1571.1396 | MP05 | 19 | 11.9999 | 1000 | 0.228 | 522.3422 | 27.4917 | 2291 | F.02.02.04 | Active
| 1 | 3 | 2.2.1.26 | 0.6/1kV CU/XLPE/PVC/GSWA or AWA/PVC Cable - 3C+E - 240+120㎟ | - | POWER AND CONTROL CABLE | 8535 | 0 | 41577.4298 | 10427.2506 | 5100.8104 | 0 | 354863363.3472 | 88996584.2275 | 43535417.1055 | 487395364.6802 | 6681.9694 | MP05 | 19 | 11.9999 | 1000 | 0.228 | 1945.9584 | 102.4189 | 8535 | F.02.02.04 | Active
| 1 | 3 | 2.2.1.27 | 0.6/1kV CU/XLPE/PVC/GSWA or AWA/PVC Cable - 2C+E - 4+4㎟ | - | POWER AND CONTROL CABLE | 31086 | 0 | 5157.2748 | 1293.3024 | 632.6587 | 0 | 160319043.8841 | 40203598.5674 | 19666827.0807 | 220189469.5322 | 3018.534 | MP05 | 19 | 10 | 1000 | 0.19 | 5906.3469 | 310.8604 | 31086 | F.02.02.01 | Active
| 1 | 3 | 2.2.1.28 | 0.6/1kV CU/XLPE/PVC/GSWA or AWA/PVC Cable - 2C+E - 6+6㎟ | - | POWER AND CONTROL CABLE | 26846 | 0 | 5801.6863 | 1454.9652 | 711.741 | 0 | 155752069.8612 | 39059995.9157 | 19107398.6613 | 213919464.4382 | 2932.6709 | MP05 | 19 | 10 | 1000 | 0.19 | 5100.746 | 268.4603 | 26846 | F.02.02.01 | Active
| 1 | 3 | 2.2.1.29 | 0.6/1kV CU/XLPE/PVC/GSWA or AWA/PVC Cable - 2C+E - 10+10㎟ | - | POWER AND CONTROL CABLE | 0 | 0 | 0 | 0 | 0 | 0 | 0 | 0 | 0 | 0 | 0 | - | 0 | 0 | 0 | 0 | 0 | 0 | 0 | - | Inactive
| 1 | 3 | 2.2.1.30 | 0.6/1kV CU/XLPE/PVC/GSWA or AWA/PVC Cable - 2C+E - 16+16㎟ | - | POWER AND CONTROL CABLE | 0 | 0 | 0 | 0 | 0 | 0 | 0 | 0 | 0 | 0 | 0 | - | 0 | 0 | 0 | 0 | 0 | 0 | 0 | - | Inactive
| 1 | 3 | 2.2.1.31 | 0.6/1kV CU/XLPE/PVC/GSWA or AWA/PVC Cable - 2C+E - 25+16㎟ | - | POWER AND CONTROL CABLE | 208 | 0 | 0 | 0 | 0 | 0 | 2681576.6751 | 672517.2507 | 328982.5028 | 3683076.4286 | 50.4934 | MP05 | 19 | 10 | 1000 | 0.19 | 39.52 | 2.08 | 208 | F.02.02.01 | Active
| 1 | 3 | 2.2.1.32 | 0.6/1kV CU/XLPE/PVC/GSWA or AWA/PVC Cable - 2C+E - 35+25㎟ | - | POWER AND CONTROL CABLE | 372 | 0 | 0 | 0 | 0 | 0 | 5395568.24 | 1353117.6414 | 661919.1222 | 7410605.0036 | 101.5937 | MP05 | 19 | 10 | 1000 | 0.19 | 70.6801 | 3.72 | 372 | F.02.02.01 | Active
| 1 | 3 | 2.2.1.33 | 0.6/1kV CU/XLPE/PVC/GSWA or AWA/PVC Cable - 2C+E - 50+25㎟ | - | POWER AND CONTROL CABLE | 350 | 0 | 0 | 0 | 0 | 0 | 5978651.5907 | 1499422.476 | 733488.633 | 8211562.6998 | 112.5784 | MP05 | 19 | 10 | 1000 | 0.19 | 66.5001 | 3.5 | 350 | F.02.02.01 | Active
| 1 | 3 | 2.2.1.34 | 0.6/1kV CU/XLPE/PVC/GSWA or AWA/PVC Cable - 2C+E - 70+35㎟ | - | POWER AND CONTROL CABLE | 0 | 0 | 0 | 0 | 0 | 0 | 0 | 0 | 0 | 0 | 0 | - | 0 | 0 | 0 | 0 | 0 | 0 | 0 | - | Inactive
| 1 | 3 | 2.2.1.35 | 0.6/1kV CU/XLPE/PVC/GSWA or AWA/PVC Cable - 2C+E - 95+50㎟ | - | POWER AND CONTROL CABLE | 4160 | 0 | 0 | 0 | 0 | 0 | 91174431.8015 | 22865586.5236 | 11185405.0951 | 125225423.4203 | 1716.7754 | MP05 | 19 | 10 | 1000 | 0.19 | 790.4009 | 41.6 | 4160 | F.02.02.01 | Active
| 1 | 3 | 2.2.1.36 | 0.6/1kV CU/XLPE/PVC/GSWA or AWA/PVC Cable - 2C+E - 120+70㎟ | - | POWER AND CONTROL CABLE | 2628 | 0 | 26428.8026 | 6628.1748 | 3242.3756 | 0 | 69454893.2442 | 17418843.4442 | 8520963.1518 | 95394699.8402 | 1307.8275 | MP05 | 19 | 11.9999 | 1000 | 0.228 | 599.1773 | 31.5356 | 2628 | F.02.02.02 | Active
| 1 | 3 | 2.2.1.37 | 0.6/1kV CU/XLPE/PVC/GSWA or AWA/PVC Cable - 2C+E - 150+95㎟ | - | POWER AND CONTROL CABLE | 2599 | 0 | 30941.6659 | 7759.8144 | 3795.952 | 0 | 80417389.6468 | 20167757.7064 | 9865679.132 | 110450826.4851 | 1514.2192 | MP05 | 19 | 11.9999 | 1000 | 0.228 | 592.5654 | 31.1877 | 2599 | F.02.02.02 | Active
| 1 | 3 | 2.2.1.38 | 0.6/1kV CU/XLPE/PVC/GSWA or AWA/PVC Cable - 2C+E - 185+95㎟ | - | POWER AND CONTROL CABLE | 19246 | 0 | 32552.6946 | 8163.9714 | 3993.6578 | 0 | 626509160.8976 | 157123794.1938 | 76861937.7565 | 860494892.8479 | 11797.0413 | MP05 | 19 | 11.9999 | 1000 | 0.228 | 4388.0392 | 230.9494 | 19246 | F.02.02.02 | Active
| 1 | 3 | 2.2.1.39 | 0.6/1kV CU/XLPE/PVC/GSWA or AWA/PVC Cable - 2C+E - 240+120㎟ | - | POWER AND CONTROL CABLE | 47954 | 0 | 36420.155 | 9133.9482 | 4468.1518 | 0 | 1746492113.7398 | 438009353.7373 | 214265750.496 | 2398767217.9731 | 32886.2631 | MP06 | 19 | 11.9999 | 1000 | 0.228 | 10933.3905 | 575.4416 | 47954 | F.02.02.02 | Active
| 1 | 3 | 2.2.1.40 | 0.6/1kV CU/XLPE/PVC/GSWA or AWA/PVC Cable - 4C - 4㎟ | - | POWER AND CONTROL CABLE | 0 | 0 | 0 | 0 | 0 | 0 | 0 | 0 | 0 | 0 | 0 | - | 0 | 0 | 0 | 0 | 0 | 0 | 0 | - | Inactive
| 1 | 3 | 2.2.1.41 | 0.6/1kV CU/XLPE/PVC/GSWA or AWA/PVC Cable - 4C - 6㎟ | - | POWER AND CONTROL CABLE | 0 | 0 | 0 | 0 | 0 | 0 | 0 | 0 | 0 | 0 | 0 | - | 0 | 0 | 0 | 0 | 0 | 0 | 0 | - | Inactive
| 1 | 3 | 2.2.1.42 | 0.6/1kV CU/XLPE/PVC/GSWA or AWA/PVC Cable - 4C - 10㎟ | - | POWER AND CONTROL CABLE | 0 | 0 | 0 | 0 | 0 | 0 | 0 | 0 | 0 | 0 | 0 | - | 0 | 0 | 0 | 0 | 0 | 0 | 0 | - | Inactive
| 1 | 3 | 2.2.1.43 | 0.6/1kV CU/XLPE/PVC/GSWA or AWA/PVC Cable - 4C - 16㎟ | - | POWER AND CONTROL CABLE | 0 | 0 | 0 | 0 | 0 | 0 | 0 | 0 | 0 | 0 | 0 | - | 0 | 0 | 0 | 0 | 0 | 0 | 0 | - | Inactive
| 1 | 3 | 2.2.1.44 | 0.6/1kV CU/XLPE/PVC/GSWA or AWA/PVC Cable - 4C - 25㎟ | - | POWER AND CONTROL CABLE | 0 | 0 | 0 | 0 | 0 | 0 | 0 | 0 | 0 | 0 | 0 | - | 0 | 0 | 0 | 0 | 0 | 0 | 0 | - | Inactive
| 1 | 3 | 2.2.1.45 | 0.6/1kV CU/XLPE/PVC/GSWA or AWA/PVC Cable - 4C - 35㎟ | - | POWER AND CONTROL CABLE | 0 | 0 | 0 | 0 | 0 | 0 | 0 | 0 | 0 | 0 | 0 | - | 0 | 0 | 0 | 0 | 0 | 0 | 0 | - | Inactive
| 1 | 3 | 2.2.1.46 | 0.6/1kV CU/XLPE/PVC/GSWA or AWA/PVC Cable - 4C - 50㎟ | - | POWER AND CONTROL CABLE | 0 | 0 | 0 | 0 | 0 | 0 | 0 | 0 | 0 | 0 | 0 | - | 0 | 0 | 0 | 0 | 0 | 0 | 0 | - | Inactive
| 1 | 3 | 2.2.1.47 | 0.6/1kV CU/XLPE/PVC/GSWA or AWA/PVC Cable - 4C - 70㎟ | - | POWER AND CONTROL CABLE | 0 | 0 | 0 | 0 | 0 | 0 | 0 | 0 | 0 | 0 | 0 | - | 0 | 0 | 0 | 0 | 0 | 0 | 0 | - | Inactive
| 1 | 3 | 2.2.1.48 | 0.6/1kV CU/XLPE/PVC/GSWA or AWA/PVC Cable - 4C - 95㎟ | - | POWER AND CONTROL CABLE | 0 | 0 | 0 | 0 | 0 | 0 | 0 | 0 | 0 | 0 | 0 | - | 0 | 0 | 0 | 0 | 0 | 0 | 0 | - | Inactive
| 1 | 3 | 2.2.1.49 | 0.6/1kV CU/XLPE/PVC/GSWA or AWA/PVC Cable - 4C - 120㎟ | - | POWER AND CONTROL CABLE | 0 | 0 | 0 | 0 | 0 | 0 | 0 | 0 | 0 | 0 | 0 | - | 0 | 0 | 0 | 0 | 0 | 0 | 0 | - | Inactive
| 1 | 3 | 2.2.1.50 | 0.6/1kV CU/XLPE/PVC/GSWA or AWA/PVC Cable - 4C - 150㎟ | - | POWER AND CONTROL CABLE | 0 | 0 | 0 | 0 | 0 | 0 | 0 | 0 | 0 | 0 | 0 | - | 0 | 0 | 0 | 0 | 0 | 0 | 0 | - | Inactive
| 1 | 3 | 2.2.1.51 | 0.6/1kV CU/XLPE/PVC/GSWA or AWA/PVC Cable - 4C - 185㎟ | - | POWER AND CONTROL CABLE | 0 | 0 | 0 | 0 | 0 | 0 | 0 | 0 | 0 | 0 | 0 | - | 0 | 0 | 0 | 0 | 0 | 0 | 0 | - | Inactive
| 1 | 3 | 2.2.1.52 | 0.6/1kV CU/XLPE/PVC/GSWA or AWA/PVC Cable - 4C - 240㎟ | - | POWER AND CONTROL CABLE | 0 | 0 | 0 | 0 | 0 | 0 | 0 | 0 | 0 | 0 | 0 | - | 0 | 0 | 0 | 0 | 0 | 0 | 0 | - | Inactive
| 1 | 3 | 2.2.1.53 | 0.6/1kV CU/XLPE/PVC/GSWA or AWA/PVC Cable - 3C - 4㎟ | - | POWER AND CONTROL CABLE | 0 | 0 | 0 | 0 | 0 | 0 | 0 | 0 | 0 | 0 | 0 | - | 0 | 0 | 0 | 0 | 0 | 0 | 0 | - | Inactive
| 1 | 3 | 2.2.1.54 | 0.6/1kV CU/XLPE/PVC/GSWA or AWA/PVC Cable - 3C - 6㎟ | - | POWER AND CONTROL CABLE | 0 | 0 | 0 | 0 | 0 | 0 | 0 | 0 | 0 | 0 | 0 | - | 0 | 0 | 0 | 0 | 0 | 0 | 0 | - | Inactive
| 1 | 3 | 2.2.1.55 | 0.6/1kV CU/XLPE/PVC/GSWA or AWA/PVC Cable - 3C - 10㎟ | - | POWER AND CONTROL CABLE | 0 | 0 | 0 | 0 | 0 | 0 | 0 | 0 | 0 | 0 | 0 | - | 0 | 0 | 0 | 0 | 0 | 0 | 0 | - | Inactive
| 1 | 3 | 2.2.1.56 | 0.6/1kV CU/XLPE/PVC/GSWA or AWA/PVC Cable - 3C - 16㎟ | - | POWER AND CONTROL CABLE | 0 | 0 | 0 | 0 | 0 | 0 | 0 | 0 | 0 | 0 | 0 | - | 0 | 0 | 0 | 0 | 0 | 0 | 0 | - | Inactive
| 1 | 3 | 2.2.1.57 | 0.6/1kV CU/XLPE/PVC/GSWA or AWA/PVC Cable - 3C - 25㎟ | - | POWER AND CONTROL CABLE | 0 | 0 | 0 | 0 | 0 | 0 | 0 | 0 | 0 | 0 | 0 | - | 0 | 0 | 0 | 0 | 0 | 0 | 0 | - | Inactive
| 1 | 3 | 2.2.1.58 | 0.6/1kV CU/XLPE/PVC/GSWA or AWA/PVC Cable - 3C - 35㎟ | - | POWER AND CONTROL CABLE | 0 | 0 | 0 | 0 | 0 | 0 | 0 | 0 | 0 | 0 | 0 | - | 0 | 0 | 0 | 0 | 0 | 0 | 0 | - | Inactive
| 1 | 3 | 2.2.1.59 | 0.6/1kV CU/XLPE/PVC/GSWA or AWA/PVC Cable - 3C - 50㎟ | - | POWER AND CONTROL CABLE | 0 | 0 | 0 | 0 | 0 | 0 | 0 | 0 | 0 | 0 | 0 | - | 0 | 0 | 0 | 0 | 0 | 0 | 0 | - | Inactive
| 1 | 3 | 2.2.1.60 | 0.6/1kV CU/XLPE/PVC/GSWA or AWA/PVC Cable - 3C - 70㎟ | - | POWER AND CONTROL CABLE | 0 | 0 | 0 | 0 | 0 | 0 | 0 | 0 | 0 | 0 | 0 | - | 0 | 0 | 0 | 0 | 0 | 0 | 0 | - | Inactive
| 1 | 3 | 2.2.1.61 | 0.6/1kV CU/XLPE/PVC/GSWA or AWA/PVC Cable - 3C - 95㎟ | - | POWER AND CONTROL CABLE | 0 | 0 | 0 | 0 | 0 | 0 | 0 | 0 | 0 | 0 | 0 | - | 0 | 0 | 0 | 0 | 0 | 0 | 0 | - | Inactive
| 1 | 3 | 2.2.1.62 | 0.6/1kV CU/XLPE/PVC/GSWA or AWA/PVC Cable - 3C - 120㎟ | - | POWER AND CONTROL CABLE | 0 | 0 | 0 | 0 | 0 | 0 | 0 | 0 | 0 | 0 | 0 | - | 0 | 0 | 0 | 0 | 0 | 0 | 0 | - | Inactive
| 1 | 3 | 2.2.1.63 | 0.6/1kV CU/XLPE/PVC/GSWA or AWA/PVC Cable - 3C - 150㎟ | - | POWER AND CONTROL CABLE | 0 | 0 | 0 | 0 | 0 | 0 | 0 | 0 | 0 | 0 | 0 | - | 0 | 0 | 0 | 0 | 0 | 0 | 0 | - | Inactive
| 1 | 3 | 2.2.1.64 | 0.6/1kV CU/XLPE/PVC/GSWA or AWA/PVC Cable - 3C - 185㎟ | - | POWER AND CONTROL CABLE | 0 | 0 | 0 | 0 | 0 | 0 | 0 | 0 | 0 | 0 | 0 | - | 0 | 0 | 0 | 0 | 0 | 0 | 0 | - | Inactive
| 1 | 3 | 2.2.1.65 | 0.6/1kV CU/XLPE/PVC/GSWA or AWA/PVC Cable - 3C - 240㎟ | - | POWER AND CONTROL CABLE | 0 | 0 | 0 | 0 | 0 | 0 | 0 | 0 | 0 | 0 | 0 | - | 0 | 0 | 0 | 0 | 0 | 0 | 0 | - | Inactive
| 1 | 3 | 2.2.1.66 | 0.6/1kV CU/XLPE/PVC/GSWA or AWA/PVC Cable - 2C - 4㎟ | - | POWER AND CONTROL CABLE | 0 | 0 | 0 | 0 | 0 | 0 | 0 | 0 | 0 | 0 | 0 | - | 0 | 0 | 0 | 0 | 0 | 0 | 0 | - | Inactive
| 1 | 3 | 2.2.1.67 | 0.6/1kV CU/XLPE/PVC/GSWA or AWA/PVC Cable - 2C - 6㎟ | - | POWER AND CONTROL CABLE | 0 | 0 | 0 | 0 | 0 | 0 | 0 | 0 | 0 | 0 | 0 | - | 0 | 0 | 0 | 0 | 0 | 0 | 0 | - | Inactive
| 1 | 3 | 2.2.1.68 | 0.6/1kV CU/XLPE/PVC/GSWA or AWA/PVC Cable - 2C - 10㎟ | - | POWER AND CONTROL CABLE | 0 | 0 | 0 | 0 | 0 | 0 | 0 | 0 | 0 | 0 | 0 | - | 0 | 0 | 0 | 0 | 0 | 0 | 0 | - | Inactive
| 1 | 3 | 2.2.1.69 | 0.6/1kV CU/XLPE/PVC/GSWA or AWA/PVC Cable - 2C - 16㎟ | - | POWER AND CONTROL CABLE | 0 | 0 | 0 | 0 | 0 | 0 | 0 | 0 | 0 | 0 | 0 | - | 0 | 0 | 0 | 0 | 0 | 0 | 0 | - | Inactive
| 1 | 3 | 2.2.1.70 | 0.6/1kV CU/XLPE/PVC/GSWA or AWA/PVC Cable - 2C - 25㎟ | - | POWER AND CONTROL CABLE | 0 | 0 | 0 | 0 | 0 | 0 | 0 | 0 | 0 | 0 | 0 | - | 0 | 0 | 0 | 0 | 0 | 0 | 0 | - | Inactive
| 1 | 3 | 2.2.1.71 | 0.6/1kV CU/XLPE/PVC/GSWA or AWA/PVC Cable - 2C - 35㎟ | - | POWER AND CONTROL CABLE | 0 | 0 | 0 | 0 | 0 | 0 | 0 | 0 | 0 | 0 | 0 | - | 0 | 0 | 0 | 0 | 0 | 0 | 0 | - | Inactive
| 1 | 3 | 2.2.1.72 | 0.6/1kV CU/XLPE/PVC/GSWA or AWA/PVC Cable - 2C - 50㎟ | - | POWER AND CONTROL CABLE | 0 | 0 | 0 | 0 | 0 | 0 | 0 | 0 | 0 | 0 | 0 | - | 0 | 0 | 0 | 0 | 0 | 0 | 0 | - | Inactive
| 1 | 3 | 2.2.1.73 | 0.6/1kV CU/XLPE/PVC/GSWA or AWA/PVC Cable - 2C - 70㎟ | - | POWER AND CONTROL CABLE | 0 | 0 | 0 | 0 | 0 | 0 | 0 | 0 | 0 | 0 | 0 | - | 0 | 0 | 0 | 0 | 0 | 0 | 0 | - | Inactive
| 1 | 3 | 2.2.1.74 | 0.6/1kV CU/XLPE/PVC/GSWA or AWA/PVC Cable - 2C - 95㎟ | - | POWER AND CONTROL CABLE | 0 | 0 | 0 | 0 | 0 | 0 | 0 | 0 | 0 | 0 | 0 | - | 0 | 0 | 0 | 0 | 0 | 0 | 0 | - | Inactive
| 1 | 3 | 2.2.1.75 | 0.6/1kV CU/XLPE/PVC/GSWA or AWA/PVC Cable - 2C - 120㎟ | - | POWER AND CONTROL CABLE | 0 | 0 | 0 | 0 | 0 | 0 | 0 | 0 | 0 | 0 | 0 | - | 0 | 0 | 0 | 0 | 0 | 0 | 0 | - | Inactive
| 1 | 3 | 2.2.1.76 | 0.6/1kV CU/XLPE/PVC/GSWA or AWA/PVC Cable - 2C - 150㎟ | - | POWER AND CONTROL CABLE | 0 | 0 | 0 | 0 | 0 | 0 | 0 | 0 | 0 | 0 | 0 | - | 0 | 0 | 0 | 0 | 0 | 0 | 0 | - | Inactive
| 1 | 3 | 2.2.1.77 | 0.6/1kV CU/XLPE/PVC/GSWA or AWA/PVC Cable - 2C - 185㎟ | - | POWER AND CONTROL CABLE | 0 | 0 | 0 | 0 | 0 | 0 | 0 | 0 | 0 | 0 | 0 | - | 0 | 0 | 0 | 0 | 0 | 0 | 0 | - | Inactive
| 1 | 3 | 2.2.1.78 | 0.6/1kV CU/XLPE/PVC/GSWA or AWA/PVC Cable - 2C - 240㎟ | - | POWER AND CONTROL CABLE | 0 | 0 | 0 | 0 | 0 | 0 | 0 | 0 | 0 | 0 | 0 | - | 0 | 0 | 0 | 0 | 0 | 0 | 0 | - | Inactive
| 1 | 3 | 2.2.1.79 | 0.6/1kV CU/XLPE/PVC/GSWA or AWA/PVC Cable - 1C - 240㎟ | - | POWER AND CONTROL CABLE | 0 | 0 | 0 | 0 | 0 | 0 | 0 | 0 | 0 | 0 | 0 | - | 0 | 0 | 0 | 0 | 0 | 0 | 0 | - | Inactive
| 1 | 3 | 2.2.1.80 | 0.6/1kV CU/XLPE/PVC/GSWA or AWA/PVC Cable - 1C - 300㎟ | - | POWER AND CONTROL CABLE | 0 | 0 | 0 | 0 | 0 | 0 | 0 | 0 | 0 | 0 | 0 | - | 0 | 0 | 0 | 0 | 0 | 0 | 0 | - | Inactive
| 1 | 3 | 2.2.1.81 | 0.6/1kV CU/XLPE/PVC/GSWA or AWA/PVC Cable - 1C - 400㎟ | - | POWER AND CONTROL CABLE | 0 | 0 | 0 | 0 | 0 | 0 | 0 | 0 | 0 | 0 | 0 | - | 0 | 0 | 0 | 0 | 0 | 0 | 0 | - | Inactive
| 1 | 3 | 2.2.1.82 | 0.6/1kV CU/XLPE/PVC/GSWA or AWA/PVC Cable - 1C - 500㎟ | - | POWER AND CONTROL CABLE | 0 | 0 | 0 | 0 | 0 | 0 | 0 | 0 | 0 | 0 | 0 | - | 0 | 0 | 0 | 0 | 0 | 0 | 0 | - | Inactive
| 1 | 3 | 2.2.1.83 | 0.6/1kV CU/XLPE/PVC/GSWA or AWA/PVC Cable - 1C - 630㎟ | - | POWER AND CONTROL CABLE | 0 | 0 | 0 | 0 | 0 | 0 | 0 | 0 | 0 | 0 | 0 | - | 0 | 0 | 0 | 0 | 0 | 0 | 0 | - | Inactive
| 0 | 2 | 2.2.2 | Low Voltage Power Cable (CU/XLPE/PVC/GSWA or AWA/PVC), Flame Retardant - EWLV9 | - | POWER AND CONTROL CABLE | 0 | 0 | 0 | 0 | 0 | 0 | 0 | 0 | 0 | 0 | 0 | - | 0 | 0 | 0 | 0 | 0 | 0 | 52260 | - | Active
| 1 | 3 | 2.2.2.1 | 0.6/1kV CU/XLPE/PVC/GSWA or AWA/PVC Cable - 4C+E - 4+4㎟ | - | POWER AND CONTROL CABLE | 300 | 0 | 5801.6863 | 1454.9652 | 711.741 | 0 | 1740505.8839 | 436489.5617 | 213522.2975 | 2390517.7431 | 32.7722 | MP06 | 19 | 10 | 1000 | 0.19 | 57.0001 | 3 | 300 | F.02.02.05 | Active
| 1 | 3 | 2.2.2.2 | 0.6/1kV CU/XLPE/PVC/GSWA or AWA/PVC Cable - 4C+E - 6+6㎟ | - | POWER AND CONTROL CABLE | 0 | 0 | 0 | 0 | 0 | 0 | 0 | 0 | 0 | 0 | 0 | - | 0 | 0 | 0 | 0 | 0 | 0 | 0 | - | Inactive
| 1 | 3 | 2.2.2.3 | 0.6/1kV CU/XLPE/PVC/GSWA or AWA/PVC Cable - 4C+E - 10+10㎟ | - | POWER AND CONTROL CABLE | 0 | 0 | 0 | 0 | 0 | 0 | 0 | 0 | 0 | 0 | 0 | - | 0 | 0 | 0 | 0 | 0 | 0 | 0 | - | Inactive
| 1 | 3 | 2.2.2.4 | 0.6/1kV CU/XLPE/PVC/GSWA or AWA/PVC Cable - 4C+E - 16+16㎟ | - | POWER AND CONTROL CABLE | 60 | 0 | 9669.1467 | 2424.942 | 1186.235 | 0 | 580148.7999 | 145496.5206 | 71174.0992 | 796819.4197 | 10.9241 | MP06 | 19 | 10 | 1000 | 0.19 | 11.4 | 0.6 | 60 | F.02.02.05 | Active
| 1 | 3 | 2.2.2.5 | 0.6/1kV CU/XLPE/PVC/GSWA or AWA/PVC Cable - 4C+E - 25+16㎟ | - | POWER AND CONTROL CABLE | 180 | 0 | 12892.1956 | 3233.256 | 1581.6466 | 0 | 2320595.1996 | 581986.0823 | 284696.3967 | 3187277.6786 | 43.6962 | MP06 | 19 | 10 | 1000 | 0.19 | 34.2 | 1.8 | 180 | F.02.02.05 | Active
| 1 | 3 | 2.2.2.6 | 0.6/1kV CU/XLPE/PVC/GSWA or AWA/PVC Cable - 4C+E - 35+25㎟ | - | POWER AND CONTROL CABLE | 180 | 0 | 16115.2444 | 4041.57 | 1977.0583 | 0 | 2900743.9996 | 727482.6029 | 355870.4958 | 3984097.0983 | 54.6203 | MP06 | 19 | 10 | 1000 | 0.19 | 34.2 | 1.8 | 180 | F.02.02.05 | Active
| 1 | 3 | 2.2.2.7 | 0.6/1kV CU/XLPE/PVC/GSWA or AWA/PVC Cable - 4C+E - 50+25㎟ | - | POWER AND CONTROL CABLE | 60 | 0 | 21916.9307 | 5496.5352 | 2688.7993 | 0 | 1315015.8433 | 329792.1133 | 161327.9581 | 1806135.9147 | 24.7612 | MP06 | 19 | 10 | 1000 | 0.19 | 11.4 | 0.6 | 60 | F.02.02.05 | Active
| 1 | 3 | 2.2.2.8 | 0.6/1kV CU/XLPE/PVC/GSWA or AWA/PVC Cable - 4C+E - 70+35㎟ | - | POWER AND CONTROL CABLE | 0 | 0 | 0 | 0 | 0 | 0 | 0 | 0 | 0 | 0 | 0 | - | 0 | 0 | 0 | 0 | 0 | 0 | 0 | - | Inactive
| 1 | 3 | 2.2.2.9 | 0.6/1kV CU/XLPE/PVC/GSWA or AWA/PVC Cable - 4C+E - 95+50㎟ | - | POWER AND CONTROL CABLE | 120 | 0 | 27718.617 | 6951.5004 | 3400.5403 | 0 | 3326234.0401 | 834180.0513 | 408064.8352 | 4568478.9267 | 62.6312 | MP06 | 19 | 11.9999 | 1000 | 0.228 | 27.3597 | 1.44 | 120 | F.02.02.06 | Active
| 1 | 3 | 2.2.2.10 | 0.6/1kV CU/XLPE/PVC/GSWA or AWA/PVC Cable - 4C+E - 120+70㎟ | - | POWER AND CONTROL CABLE | 360 | 0 | 29329.6457 | 7355.6574 | 3598.2461 | 0 | 10558672.4679 | 2648036.6746 | 1295368.6048 | 14502077.7473 | 198.8177 | MP06 | 19 | 11.9999 | 1000 | 0.228 | 82.0791 | 4.32 | 360 | F.02.02.07 | Active
| 1 | 3 | 2.2.2.11 | 0.6/1kV CU/XLPE/PVC/GSWA or AWA/PVC Cable - 4C+E - 150+95㎟ | - | POWER AND CONTROL CABLE | 240 | 0 | 32552.6946 | 8163.9714 | 3993.6578 | 0 | 7812646.7118 | 1959353.1438 | 958477.8687 | 10730477.7244 | 147.1106 | MP06 | 19 | 11.9999 | 1000 | 0.228 | 54.7194 | 2.88 | 240 | F.02.02.07 | Active
| 1 | 3 | 2.2.2.12 | 0.6/1kV CU/XLPE/PVC/GSWA or AWA/PVC Cable - 4C+E - 185+95㎟ | - | POWER AND CONTROL CABLE | 0 | 0 | 0 | 0 | 0 | 0 | 0 | 0 | 0 | 0 | 0 | - | 0 | 0 | 0 | 0 | 0 | 0 | 0 | - | Inactive
| 1 | 3 | 2.2.2.13 | 0.6/1kV CU/XLPE/PVC/GSWA or AWA/PVC Cable - 4C+E - 240+120㎟ | - | POWER AND CONTROL CABLE | 0 | 0 | 0 | 0 | 0 | 0 | 0 | 0 | 0 | 0 | 0 | - | 0 | 0 | 0 | 0 | 0 | 0 | 0 | - | Inactive
| 1 | 3 | 2.2.2.14 | 0.6/1kV CU/XLPE/PVC/GSWA or AWA/PVC Cable - 3C+E - 4+4㎟ | - | POWER AND CONTROL CABLE | 1080 | 0 | 5479.4805 | 1374.1338 | 672.1998 | 0 | 5917838.9734 | 1484064.5099 | 725975.8115 | 8127879.2948 | 111.4253 | MP06 | 19 | 10 | 1000 | 0.19 | 205.2002 | 10.8 | 1080 | F.02.02.03 | Active
| 1 | 3 | 2.2.2.15 | 0.6/1kV CU/XLPE/PVC/GSWA or AWA/PVC Cable - 3C+E - 6+6㎟ | - | POWER AND CONTROL CABLE | 0 | 0 | 0 | 0 | 0 | 0 | 0 | 0 | 0 | 0 | 0 | - | 0 | 0 | 0 | 0 | 0 | 0 | 0 | - | Inactive
| 1 | 3 | 2.2.2.16 | 0.6/1kV CU/XLPE/PVC/GSWA or AWA/PVC Cable - 3C+E - 10+10㎟ | - | POWER AND CONTROL CABLE | 0 | 0 | 0 | 0 | 0 | 0 | 0 | 0 | 0 | 0 | 0 | - | 0 | 0 | 0 | 0 | 0 | 0 | 0 | - | Inactive
| 1 | 3 | 2.2.2.17 | 0.6/1kV CU/XLPE/PVC/GSWA or AWA/PVC Cable - 3C+E - 16+16㎟ | - | POWER AND CONTROL CABLE | 0 | 0 | 0 | 0 | 0 | 0 | 0 | 0 | 0 | 0 | 0 | - | 0 | 0 | 0 | 0 | 0 | 0 | 0 | - | Inactive
| 1 | 3 | 2.2.2.18 | 0.6/1kV CU/XLPE/PVC/GSWA or AWA/PVC Cable - 3C+E - 25+16㎟ | - | POWER AND CONTROL CABLE | 120 | 0 | 12247.7841 | 3071.5932 | 1502.5643 | 0 | 1469734.0868 | 368591.1855 | 180307.7179 | 2018632.9901 | 27.6743 | MP06 | 19 | 10 | 1000 | 0.19 | 22.8 | 1.2 | 120 | F.02.02.03 | Active
| 1 | 3 | 2.2.2.19 | 0.6/1kV CU/XLPE/PVC/GSWA or AWA/PVC Cable - 3C+E - 35+25㎟ | - | POWER AND CONTROL CABLE | 180 | 0 | 15470.8329 | 3879.9072 | 1897.976 | 0 | 2784749.9301 | 698383.2988 | 341635.676 | 3824768.9048 | 52.4354 | MP06 | 19 | 10 | 1000 | 0.19 | 34.2 | 1.8 | 180 | F.02.02.03 | Active
| 1 | 3 | 2.2.2.20 | 0.6/1kV CU/XLPE/PVC/GSWA or AWA/PVC Cable - 3C+E - 50+25㎟ | - | POWER AND CONTROL CABLE | 0 | 0 | 0 | 0 | 0 | 0 | 0 | 0 | 0 | 0 | 0 | - | 0 | 0 | 0 | 0 | 0 | 0 | 0 | - | Inactive
| 1 | 3 | 2.2.2.21 | 0.6/1kV CU/XLPE/PVC/GSWA or AWA/PVC Cable - 3C+E - 70+35㎟ | - | POWER AND CONTROL CABLE | 0 | 0 | 0 | 0 | 0 | 0 | 0 | 0 | 0 | 0 | 0 | - | 0 | 0 | 0 | 0 | 0 | 0 | 0 | - | Inactive
| 1 | 3 | 2.2.2.22 | 0.6/1kV CU/XLPE/PVC/GSWA or AWA/PVC Cable - 3C+E - 95+50㎟ | - | POWER AND CONTROL CABLE | 0 | 0 | 0 | 0 | 0 | 0 | 0 | 0 | 0 | 0 | 0 | - | 0 | 0 | 0 | 0 | 0 | 0 | 0 | - | Inactive
| 1 | 3 | 2.2.2.23 | 0.6/1kV CU/XLPE/PVC/GSWA or AWA/PVC Cable - 3C+E - 120+70㎟ | - | POWER AND CONTROL CABLE | 0 | 0 | 0 | 0 | 0 | 0 | 0 | 0 | 0 | 0 | 0 | - | 0 | 0 | 0 | 0 | 0 | 0 | 0 | - | Inactive
| 1 | 3 | 2.2.2.24 | 0.6/1kV CU/XLPE/PVC/GSWA or AWA/PVC Cable - 3C+E - 150+95㎟ | - | POWER AND CONTROL CABLE | 0 | 0 | 0 | 0 | 0 | 0 | 0 | 0 | 0 | 0 | 0 | - | 0 | 0 | 0 | 0 | 0 | 0 | 0 | - | Inactive
| 1 | 3 | 2.2.2.25 | 0.6/1kV CU/XLPE/PVC/GSWA or AWA/PVC Cable - 3C+E - 185+95㎟ | - | POWER AND CONTROL CABLE | 0 | 0 | 0 | 0 | 0 | 0 | 0 | 0 | 0 | 0 | 0 | - | 0 | 0 | 0 | 0 | 0 | 0 | 0 | - | Inactive
| 1 | 3 | 2.2.2.26 | 0.6/1kV CU/XLPE/PVC/GSWA or AWA/PVC Cable - 3C+E - 240+120㎟ | - | POWER AND CONTROL CABLE | 0 | 0 | 0 | 0 | 0 | 0 | 0 | 0 | 0 | 0 | 0 | - | 0 | 0 | 0 | 0 | 0 | 0 | 0 | - | Inactive
| 1 | 3 | 2.2.2.27 | 0.6/1kV CU/XLPE/PVC/GSWA or AWA/PVC Cable - 2C+E - 4+4㎟ | - | POWER AND CONTROL CABLE | 27508 | 0 | 5157.2748 | 1293.3024 | 632.6587 | 0 | 141866314.7128 | 35576162.5617 | 17403174.398 | 194845651.6726 | 2671.1006 | MP06 | 19 | 10 | 1000 | 0.19 | 5226.5261 | 275.0803 | 27508 | F.02.02.01 | Active
| 1 | 3 | 2.2.2.28 | 0.6/1kV CU/XLPE/PVC/GSWA or AWA/PVC Cable - 2C+E - 6+6㎟ | - | POWER AND CONTROL CABLE | 12391 | 0 | 5801.6863 | 1454.9652 | 711.741 | 0 | 71888694.6901 | 18028473.8654 | 8819182.6273 | 98736351.1828 | 1353.5993 | MP06 | 19 | 10 | 1000 | 0.19 | 2354.2928 | 123.9101 | 12391 | F.02.02.01 | Active
| 1 | 3 | 2.2.2.29 | 0.6/1kV CU/XLPE/PVC/GSWA or AWA/PVC Cable - 2C+E - 10+10㎟ | - | POWER AND CONTROL CABLE | 5111 | 0 | 6446.0978 | 1616.628 | 790.8233 | 0 | 32946005.7371 | 8262585.7411 | 4041898.0091 | 45250489.4874 | 620.3648 | MP06 | 19 | 10 | 1000 | 0.19 | 971.0911 | 51.1101 | 5111 | F.02.02.01 | Active
| 1 | 3 | 2.2.2.30 | 0.6/1kV CU/XLPE/PVC/GSWA or AWA/PVC Cable - 2C+E - 16+16㎟ | - | POWER AND CONTROL CABLE | 120 | 0 | 8702.5294 | 2182.4478 | 1067.6115 | 0 | 1044303.5303 | 261893.737 | 128113.3785 | 1434310.6459 | 19.6633 | MP06 | 19 | 10 | 1000 | 0.19 | 22.8 | 1.2 | 120 | F.02.02.01 | Active
| 1 | 3 | 2.2.2.31 | 0.6/1kV CU/XLPE/PVC/GSWA or AWA/PVC Cable - 2C+E - 25+16㎟ | - | POWER AND CONTROL CABLE | 0 | 0 | 0 | 0 | 0 | 0 | 0 | 0 | 0 | 0 | 0 | - | 0 | 0 | 0 | 0 | 0 | 0 | 0 | - | Inactive
| 1 | 3 | 2.2.2.32 | 0.6/1kV CU/XLPE/PVC/GSWA or AWA/PVC Cable - 2C+E - 35+25㎟ | - | POWER AND CONTROL CABLE | 0 | 0 | 0 | 0 | 0 | 0 | 0 | 0 | 0 | 0 | 0 | - | 0 | 0 | 0 | 0 | 0 | 0 | 0 | - | Inactive
| 1 | 3 | 2.2.2.33 | 0.6/1kV CU/XLPE/PVC/GSWA or AWA/PVC Cable - 2C+E - 50+25㎟ | - | POWER AND CONTROL CABLE | 0 | 0 | 0 | 0 | 0 | 0 | 0 | 0 | 0 | 0 | 0 | - | 0 | 0 | 0 | 0 | 0 | 0 | 0 | - | Inactive
| 1 | 3 | 2.2.2.34 | 0.6/1kV CU/XLPE/PVC/GSWA or AWA/PVC Cable - 2C+E - 70+35㎟ | - | POWER AND CONTROL CABLE | 0 | 0 | 0 | 0 | 0 | 0 | 0 | 0 | 0 | 0 | 0 | - | 0 | 0 | 0 | 0 | 0 | 0 | 0 | - | Inactive
| 1 | 3 | 2.2.2.35 | 0.6/1kV CU/XLPE/PVC/GSWA or AWA/PVC Cable - 2C+E - 95+50㎟ | - | POWER AND CONTROL CABLE | 0 | 0 | 0 | 0 | 0 | 0 | 0 | 0 | 0 | 0 | 0 | - | 0 | 0 | 0 | 0 | 0 | 0 | 0 | - | Inactive
| 1 | 3 | 2.2.2.36 | 0.6/1kV CU/XLPE/PVC/GSWA or AWA/PVC Cable - 2C+E - 120+70㎟ | - | POWER AND CONTROL CABLE | 0 | 0 | 0 | 0 | 0 | 0 | 0 | 0 | 0 | 0 | 0 | - | 0 | 0 | 0 | 0 | 0 | 0 | 0 | - | Inactive
| 1 | 3 | 2.2.2.37 | 0.6/1kV CU/XLPE/PVC/GSWA or AWA/PVC Cable - 2C+E - 150+95㎟ | - | POWER AND CONTROL CABLE | 0 | 0 | 0 | 0 | 0 | 0 | 0 | 0 | 0 | 0 | 0 | - | 0 | 0 | 0 | 0 | 0 | 0 | 0 | - | Inactive
| 1 | 3 | 2.2.2.38 | 0.6/1kV CU/XLPE/PVC/GSWA or AWA/PVC Cable - 2C+E - 185+95㎟ | - | POWER AND CONTROL CABLE | 0 | 0 | 0 | 0 | 0 | 0 | 0 | 0 | 0 | 0 | 0 | - | 0 | 0 | 0 | 0 | 0 | 0 | 0 | - | Inactive
| 1 | 3 | 2.2.2.39 | 0.6/1kV CU/XLPE/PVC/GSWA or AWA/PVC Cable - 2C+E - 240+120㎟ | - | POWER AND CONTROL CABLE | 0 | 0 | 0 | 0 | 0 | 0 | 0 | 0 | 0 | 0 | 0 | - | 0 | 0 | 0 | 0 | 0 | 0 | 0 | - | Inactive
| 1 | 3 | 2.2.2.40 | 0.6/1kV CU/XLPE/PVC/GSWA or AWA/PVC Cable - 4C - 4㎟ | - | POWER AND CONTROL CABLE | 0 | 0 | 0 | 0 | 0 | 0 | 0 | 0 | 0 | 0 | 0 | - | 0 | 0 | 0 | 0 | 0 | 0 | 0 | - | Inactive
| 1 | 3 | 2.2.2.41 | 0.6/1kV CU/XLPE/PVC/GSWA or AWA/PVC Cable - 4C - 6㎟ | - | POWER AND CONTROL CABLE | 0 | 0 | 0 | 0 | 0 | 0 | 0 | 0 | 0 | 0 | 0 | - | 0 | 0 | 0 | 0 | 0 | 0 | 0 | - | Inactive
| 1 | 3 | 2.2.2.42 | 0.6/1kV CU/XLPE/PVC/GSWA or AWA/PVC Cable - 4C - 10㎟ | - | POWER AND CONTROL CABLE | 0 | 0 | 0 | 0 | 0 | 0 | 0 | 0 | 0 | 0 | 0 | - | 0 | 0 | 0 | 0 | 0 | 0 | 0 | - | Inactive
| 1 | 3 | 2.2.2.43 | 0.6/1kV CU/XLPE/PVC/GSWA or AWA/PVC Cable - 4C - 16㎟ | - | POWER AND CONTROL CABLE | 0 | 0 | 0 | 0 | 0 | 0 | 0 | 0 | 0 | 0 | 0 | - | 0 | 0 | 0 | 0 | 0 | 0 | 0 | - | Inactive
| 1 | 3 | 2.2.2.44 | 0.6/1kV CU/XLPE/PVC/GSWA or AWA/PVC Cable - 4C - 25㎟ | - | POWER AND CONTROL CABLE | 0 | 0 | 0 | 0 | 0 | 0 | 0 | 0 | 0 | 0 | 0 | - | 0 | 0 | 0 | 0 | 0 | 0 | 0 | - | Inactive
| 1 | 3 | 2.2.2.45 | 0.6/1kV CU/XLPE/PVC/GSWA or AWA/PVC Cable - 4C - 35㎟ | - | POWER AND CONTROL CABLE | 0 | 0 | 0 | 0 | 0 | 0 | 0 | 0 | 0 | 0 | 0 | - | 0 | 0 | 0 | 0 | 0 | 0 | 0 | - | Inactive
| 1 | 3 | 2.2.2.46 | 0.6/1kV CU/XLPE/PVC/GSWA or AWA/PVC Cable - 4C - 50㎟ | - | POWER AND CONTROL CABLE | 0 | 0 | 0 | 0 | 0 | 0 | 0 | 0 | 0 | 0 | 0 | - | 0 | 0 | 0 | 0 | 0 | 0 | 0 | - | Inactive
| 1 | 3 | 2.2.2.47 | 0.6/1kV CU/XLPE/PVC/GSWA or AWA/PVC Cable - 4C - 70㎟ | - | POWER AND CONTROL CABLE | 0 | 0 | 0 | 0 | 0 | 0 | 0 | 0 | 0 | 0 | 0 | - | 0 | 0 | 0 | 0 | 0 | 0 | 0 | - | Inactive
| 1 | 3 | 2.2.2.48 | 0.6/1kV CU/XLPE/PVC/GSWA or AWA/PVC Cable - 4C - 95㎟ | - | POWER AND CONTROL CABLE | 0 | 0 | 0 | 0 | 0 | 0 | 0 | 0 | 0 | 0 | 0 | - | 0 | 0 | 0 | 0 | 0 | 0 | 0 | - | Inactive
| 1 | 3 | 2.2.2.49 | 0.6/1kV CU/XLPE/PVC/GSWA or AWA/PVC Cable - 4C - 120㎟ | - | POWER AND CONTROL CABLE | 0 | 0 | 0 | 0 | 0 | 0 | 0 | 0 | 0 | 0 | 0 | - | 0 | 0 | 0 | 0 | 0 | 0 | 0 | - | Inactive
| 1 | 3 | 2.2.2.50 | 0.6/1kV CU/XLPE/PVC/GSWA or AWA/PVC Cable - 4C - 150㎟ | - | POWER AND CONTROL CABLE | 0 | 0 | 0 | 0 | 0 | 0 | 0 | 0 | 0 | 0 | 0 | - | 0 | 0 | 0 | 0 | 0 | 0 | 0 | - | Inactive
| 1 | 3 | 2.2.2.51 | 0.6/1kV CU/XLPE/PVC/GSWA or AWA/PVC Cable - 4C - 185㎟ | - | POWER AND CONTROL CABLE | 0 | 0 | 0 | 0 | 0 | 0 | 0 | 0 | 0 | 0 | 0 | - | 0 | 0 | 0 | 0 | 0 | 0 | 0 | - | Inactive
| 1 | 3 | 2.2.2.52 | 0.6/1kV CU/XLPE/PVC/GSWA or AWA/PVC Cable - 4C - 240㎟ | - | POWER AND CONTROL CABLE | 0 | 0 | 0 | 0 | 0 | 0 | 0 | 0 | 0 | 0 | 0 | - | 0 | 0 | 0 | 0 | 0 | 0 | 0 | - | Inactive
| 1 | 3 | 2.2.2.53 | 0.6/1kV CU/XLPE/PVC/GSWA or AWA/PVC Cable - 3C - 4㎟ | - | POWER AND CONTROL CABLE | 0 | 0 | 0 | 0 | 0 | 0 | 0 | 0 | 0 | 0 | 0 | - | 0 | 0 | 0 | 0 | 0 | 0 | 0 | - | Inactive
| 1 | 3 | 2.2.2.54 | 0.6/1kV CU/XLPE/PVC/GSWA or AWA/PVC Cable - 3C - 6㎟ | - | POWER AND CONTROL CABLE | 0 | 0 | 0 | 0 | 0 | 0 | 0 | 0 | 0 | 0 | 0 | - | 0 | 0 | 0 | 0 | 0 | 0 | 0 | - | Inactive
| 1 | 3 | 2.2.2.55 | 0.6/1kV CU/XLPE/PVC/GSWA or AWA/PVC Cable - 3C - 10㎟ | - | POWER AND CONTROL CABLE | 0 | 0 | 0 | 0 | 0 | 0 | 0 | 0 | 0 | 0 | 0 | - | 0 | 0 | 0 | 0 | 0 | 0 | 0 | - | Inactive
| 1 | 3 | 2.2.2.56 | 0.6/1kV CU/XLPE/PVC/GSWA or AWA/PVC Cable - 3C - 16㎟ | - | POWER AND CONTROL CABLE | 0 | 0 | 0 | 0 | 0 | 0 | 0 | 0 | 0 | 0 | 0 | - | 0 | 0 | 0 | 0 | 0 | 0 | 0 | - | Inactive
| 1 | 3 | 2.2.2.57 | 0.6/1kV CU/XLPE/PVC/GSWA or AWA/PVC Cable - 3C - 25㎟ | - | POWER AND CONTROL CABLE | 0 | 0 | 0 | 0 | 0 | 0 | 0 | 0 | 0 | 0 | 0 | - | 0 | 0 | 0 | 0 | 0 | 0 | 0 | - | Inactive
| 1 | 3 | 2.2.2.58 | 0.6/1kV CU/XLPE/PVC/GSWA or AWA/PVC Cable - 3C - 35㎟ | - | POWER AND CONTROL CABLE | 0 | 0 | 0 | 0 | 0 | 0 | 0 | 0 | 0 | 0 | 0 | - | 0 | 0 | 0 | 0 | 0 | 0 | 0 | - | Inactive
| 1 | 3 | 2.2.2.59 | 0.6/1kV CU/XLPE/PVC/GSWA or AWA/PVC Cable - 3C - 50㎟ | - | POWER AND CONTROL CABLE | 0 | 0 | 0 | 0 | 0 | 0 | 0 | 0 | 0 | 0 | 0 | - | 0 | 0 | 0 | 0 | 0 | 0 | 0 | - | Inactive
| 1 | 3 | 2.2.2.60 | 0.6/1kV CU/XLPE/PVC/GSWA or AWA/PVC Cable - 3C - 70㎟ | - | POWER AND CONTROL CABLE | 0 | 0 | 0 | 0 | 0 | 0 | 0 | 0 | 0 | 0 | 0 | - | 0 | 0 | 0 | 0 | 0 | 0 | 0 | - | Inactive
| 1 | 3 | 2.2.2.61 | 0.6/1kV CU/XLPE/PVC/GSWA or AWA/PVC Cable - 3C - 95㎟ | - | POWER AND CONTROL CABLE | 0 | 0 | 0 | 0 | 0 | 0 | 0 | 0 | 0 | 0 | 0 | - | 0 | 0 | 0 | 0 | 0 | 0 | 0 | - | Inactive
| 1 | 3 | 2.2.2.62 | 0.6/1kV CU/XLPE/PVC/GSWA or AWA/PVC Cable - 3C - 120㎟ | - | POWER AND CONTROL CABLE | 0 | 0 | 0 | 0 | 0 | 0 | 0 | 0 | 0 | 0 | 0 | - | 0 | 0 | 0 | 0 | 0 | 0 | 0 | - | Inactive
| 1 | 3 | 2.2.2.63 | 0.6/1kV CU/XLPE/PVC/GSWA or AWA/PVC Cable - 3C - 150㎟ | - | POWER AND CONTROL CABLE | 0 | 0 | 0 | 0 | 0 | 0 | 0 | 0 | 0 | 0 | 0 | - | 0 | 0 | 0 | 0 | 0 | 0 | 0 | - | Inactive
| 1 | 3 | 2.2.2.64 | 0.6/1kV CU/XLPE/PVC/GSWA or AWA/PVC Cable - 3C - 185㎟ | - | POWER AND CONTROL CABLE | 0 | 0 | 0 | 0 | 0 | 0 | 0 | 0 | 0 | 0 | 0 | - | 0 | 0 | 0 | 0 | 0 | 0 | 0 | - | Inactive
| 1 | 3 | 2.2.2.65 | 0.6/1kV CU/XLPE/PVC/GSWA or AWA/PVC Cable - 3C - 240㎟ | - | POWER AND CONTROL CABLE | 0 | 0 | 0 | 0 | 0 | 0 | 0 | 0 | 0 | 0 | 0 | - | 0 | 0 | 0 | 0 | 0 | 0 | 0 | - | Inactive
| 1 | 3 | 2.2.2.66 | 0.6/1kV CU/XLPE/PVC/GSWA or AWA/PVC Cable - 2C - 4㎟ | - | POWER AND CONTROL CABLE | 1360 | 0 | 4835.069 | 1212.471 | 593.1175 | 0 | 6575693.8859 | 1648960.5666 | 806639.7905 | 9031294.243 | 123.8059 | MP06 | 19 | 10 | 1000 | 0.19 | 258.4003 | 13.6 | 1360 | F.02.02.01 | Active
| 1 | 3 | 2.2.2.67 | 0.6/1kV CU/XLPE/PVC/GSWA or AWA/PVC Cable - 2C - 6㎟ | - | POWER AND CONTROL CABLE | 2890 | 0 | 5801.6863 | 1454.9652 | 711.741 | 0 | 16766873.3479 | 4204849.4448 | 2056931.4658 | 23028654.2586 | 315.7051 | MP06 | 19 | 10 | 1000 | 0.19 | 549.1006 | 28.9 | 2890 | F.02.02.01 | Active
| 1 | 3 | 2.2.2.68 | 0.6/1kV CU/XLPE/PVC/GSWA or AWA/PVC Cable - 2C - 10㎟ | - | POWER AND CONTROL CABLE | 0 | 0 | 0 | 0 | 0 | 0 | 0 | 0 | 0 | 0 | 0 | - | 0 | 0 | 0 | 0 | 0 | 0 | 0 | - | Inactive
| 1 | 3 | 2.2.2.69 | 0.6/1kV CU/XLPE/PVC/GSWA or AWA/PVC Cable - 2C - 16㎟ | - | POWER AND CONTROL CABLE | 0 | 0 | 0 | 0 | 0 | 0 | 0 | 0 | 0 | 0 | 0 | - | 0 | 0 | 0 | 0 | 0 | 0 | 0 | - | Inactive
| 1 | 3 | 2.2.2.70 | 0.6/1kV CU/XLPE/PVC/GSWA or AWA/PVC Cable - 2C - 25㎟ | - | POWER AND CONTROL CABLE | 0 | 0 | 0 | 0 | 0 | 0 | 0 | 0 | 0 | 0 | 0 | - | 0 | 0 | 0 | 0 | 0 | 0 | 0 | - | Inactive
| 1 | 3 | 2.2.2.71 | 0.6/1kV CU/XLPE/PVC/GSWA or AWA/PVC Cable - 2C - 35㎟ | - | POWER AND CONTROL CABLE | 0 | 0 | 0 | 0 | 0 | 0 | 0 | 0 | 0 | 0 | 0 | - | 0 | 0 | 0 | 0 | 0 | 0 | 0 | - | Inactive
| 1 | 3 | 2.2.2.72 | 0.6/1kV CU/XLPE/PVC/GSWA or AWA/PVC Cable - 2C - 50㎟ | - | POWER AND CONTROL CABLE | 0 | 0 | 0 | 0 | 0 | 0 | 0 | 0 | 0 | 0 | 0 | - | 0 | 0 | 0 | 0 | 0 | 0 | 0 | - | Inactive
| 1 | 3 | 2.2.2.73 | 0.6/1kV CU/XLPE/PVC/GSWA or AWA/PVC Cable - 2C - 70㎟ | - | POWER AND CONTROL CABLE | 0 | 0 | 0 | 0 | 0 | 0 | 0 | 0 | 0 | 0 | 0 | - | 0 | 0 | 0 | 0 | 0 | 0 | 0 | - | Inactive
| 1 | 3 | 2.2.2.74 | 0.6/1kV CU/XLPE/PVC/GSWA or AWA/PVC Cable - 2C - 95㎟ | - | POWER AND CONTROL CABLE | 0 | 0 | 0 | 0 | 0 | 0 | 0 | 0 | 0 | 0 | 0 | - | 0 | 0 | 0 | 0 | 0 | 0 | 0 | - | Inactive
| 1 | 3 | 2.2.2.75 | 0.6/1kV CU/XLPE/PVC/GSWA or AWA/PVC Cable - 2C - 120㎟ | - | POWER AND CONTROL CABLE | 0 | 0 | 0 | 0 | 0 | 0 | 0 | 0 | 0 | 0 | 0 | - | 0 | 0 | 0 | 0 | 0 | 0 | 0 | - | Inactive
| 1 | 3 | 2.2.2.76 | 0.6/1kV CU/XLPE/PVC/GSWA or AWA/PVC Cable - 2C - 150㎟ | - | POWER AND CONTROL CABLE | 0 | 0 | 0 | 0 | 0 | 0 | 0 | 0 | 0 | 0 | 0 | - | 0 | 0 | 0 | 0 | 0 | 0 | 0 | - | Inactive
| 1 | 3 | 2.2.2.77 | 0.6/1kV CU/XLPE/PVC/GSWA or AWA/PVC Cable - 2C - 185㎟ | - | POWER AND CONTROL CABLE | 0 | 0 | 0 | 0 | 0 | 0 | 0 | 0 | 0 | 0 | 0 | - | 0 | 0 | 0 | 0 | 0 | 0 | 0 | - | Inactive
| 1 | 3 | 2.2.2.78 | 0.6/1kV CU/XLPE/PVC/GSWA or AWA/PVC Cable - 2C - 240㎟ | - | POWER AND CONTROL CABLE | 0 | 0 | 0 | 0 | 0 | 0 | 0 | 0 | 0 | 0 | 0 | - | 0 | 0 | 0 | 0 | 0 | 0 | 0 | - | Inactive
| 1 | 3 | 2.2.2.79 | 0.6/1kV CU/XLPE/PVC/GSWA or AWA/PVC Cable - 1C - 240㎟ | - | POWER AND CONTROL CABLE | 0 | 0 | 0 | 0 | 0 | 0 | 0 | 0 | 0 | 0 | 0 | - | 0 | 0 | 0 | 0 | 0 | 0 | 0 | - | Inactive
| 1 | 3 | 2.2.2.80 | 0.6/1kV CU/XLPE/PVC/GSWA or AWA/PVC Cable - 1C - 300㎟ | - | POWER AND CONTROL CABLE | 0 | 0 | 0 | 0 | 0 | 0 | 0 | 0 | 0 | 0 | 0 | - | 0 | 0 | 0 | 0 | 0 | 0 | 0 | - | Inactive
| 1 | 3 | 2.2.2.81 | 0.6/1kV CU/XLPE/PVC/GSWA or AWA/PVC Cable - 1C - 400㎟ | - | POWER AND CONTROL CABLE | 0 | 0 | 0 | 0 | 0 | 0 | 0 | 0 | 0 | 0 | 0 | - | 0 | 0 | 0 | 0 | 0 | 0 | 0 | - | Inactive
| 1 | 3 | 2.2.2.82 | 0.6/1kV CU/XLPE/PVC/GSWA or AWA/PVC Cable - 1C - 500㎟ | - | POWER AND CONTROL CABLE | 0 | 0 | 0 | 0 | 0 | 0 | 0 | 0 | 0 | 0 | 0 | - | 0 | 0 | 0 | 0 | 0 | 0 | 0 | - | Inactive
| 1 | 3 | 2.2.2.83 | 0.6/1kV CU/XLPE/PVC/GSWA or AWA/PVC Cable - 1C - 630㎟ | - | POWER AND CONTROL CABLE | 0 | 0 | 0 | 0 | 0 | 0 | 0 | 0 | 0 | 0 | 0 | - | 0 | 0 | 0 | 0 | 0 | 0 | 0 | - | Inactive
| 0 | 2 | 2.2.3 | Low Voltage Power Cable (CU/MGT/XLPE/PVC/GSWA or AWA/PVC), Flame Retardant & Fire Resistant - EWLV10 | - | POWER AND CONTROL CABLE | 0 | 0 | 0 | 0 | 0 | 0 | 0 | 0 | 0 | 0 | 0 | - | 0 | 0 | 0 | 0 | 0 | 0 | 1560 | - | Active
| 1 | 3 | 2.2.3.1 | 0.6/1kV CU/MGT/XLPE/PVC/GSWA or AWA/PVC Cable - 4C+E - 4+4㎟ | - | POWER AND CONTROL CABLE | 0 | 0 | 0 | 0 | 0 | 0 | 0 | 0 | 0 | 0 | 0 | - | 0 | 0 | 0 | 0 | 0 | 0 | 0 | - | Inactive
| 1 | 3 | 2.2.3.2 | 0.6/1kV CU/MGT/XLPE/PVC/GSWA or AWA/PVC Cable - 4C+E - 6+6㎟ | - | POWER AND CONTROL CABLE | 0 | 0 | 0 | 0 | 0 | 0 | 0 | 0 | 0 | 0 | 0 | - | 0 | 0 | 0 | 0 | 0 | 0 | 0 | - | Inactive
| 1 | 3 | 2.2.3.3 | 0.6/1kV CU/MGT/XLPE/PVC/GSWA or AWA/PVC Cable - 4C+E - 10+10㎟ | - | POWER AND CONTROL CABLE | 0 | 0 | 0 | 0 | 0 | 0 | 0 | 0 | 0 | 0 | 0 | - | 0 | 0 | 0 | 0 | 0 | 0 | 0 | - | Inactive
| 1 | 3 | 2.2.3.4 | 0.6/1kV CU/MGT/XLPE/PVC/GSWA or AWA/PVC Cable - 4C+E - 16+16㎟ | - | POWER AND CONTROL CABLE | 0 | 0 | 0 | 0 | 0 | 0 | 0 | 0 | 0 | 0 | 0 | - | 0 | 0 | 0 | 0 | 0 | 0 | 0 | - | Inactive
| 1 | 3 | 2.2.3.5 | 0.6/1kV CU/MGT/XLPE/PVC/GSWA or AWA/PVC Cable - 4C+E - 25+16㎟ | - | POWER AND CONTROL CABLE | 0 | 0 | 0 | 0 | 0 | 0 | 0 | 0 | 0 | 0 | 0 | - | 0 | 0 | 0 | 0 | 0 | 0 | 0 | - | Inactive
| 1 | 3 | 2.2.3.6 | 0.6/1kV CU/MGT/XLPE/PVC/GSWA or AWA/PVC Cable - 4C+E - 35+25㎟ | - | POWER AND CONTROL CABLE | 0 | 0 | 0 | 0 | 0 | 0 | 0 | 0 | 0 | 0 | 0 | - | 0 | 0 | 0 | 0 | 0 | 0 | 0 | - | Inactive
| 1 | 3 | 2.2.3.7 | 0.6/1kV CU/MGT/XLPE/PVC/GSWA or AWA/PVC Cable - 4C+E - 50+25㎟ | - | POWER AND CONTROL CABLE | 0 | 0 | 0 | 0 | 0 | 0 | 0 | 0 | 0 | 0 | 0 | - | 0 | 0 | 0 | 0 | 0 | 0 | 0 | - | Inactive
| 1 | 3 | 2.2.3.8 | 0.6/1kV CU/MGT/XLPE/PVC/GSWA or AWA/PVC Cable - 4C+E - 70+35㎟ | - | POWER AND CONTROL CABLE | 0 | 0 | 0 | 0 | 0 | 0 | 0 | 0 | 0 | 0 | 0 | - | 0 | 0 | 0 | 0 | 0 | 0 | 0 | - | Inactive
| 1 | 3 | 2.2.3.9 | 0.6/1kV CU/MGT/XLPE/PVC/GSWA or AWA/PVC Cable - 4C+E - 95+50㎟ | - | POWER AND CONTROL CABLE | 0 | 0 | 0 | 0 | 0 | 0 | 0 | 0 | 0 | 0 | 0 | - | 0 | 0 | 0 | 0 | 0 | 0 | 0 | - | Inactive
| 1 | 3 | 2.2.3.10 | 0.6/1kV CU/MGT/XLPE/PVC/GSWA or AWA/PVC Cable - 4C+E - 120+70㎟ | - | POWER AND CONTROL CABLE | 0 | 0 | 0 | 0 | 0 | 0 | 0 | 0 | 0 | 0 | 0 | - | 0 | 0 | 0 | 0 | 0 | 0 | 0 | - | Inactive
| 1 | 3 | 2.2.3.11 | 0.6/1kV CU/MGT/XLPE/PVC/GSWA or AWA/PVC Cable - 4C+E - 150+95㎟ | - | POWER AND CONTROL CABLE | 0 | 0 | 0 | 0 | 0 | 0 | 0 | 0 | 0 | 0 | 0 | - | 0 | 0 | 0 | 0 | 0 | 0 | 0 | - | Inactive
| 1 | 3 | 2.2.3.12 | 0.6/1kV CU/MGT/XLPE/PVC/GSWA or AWA/PVC Cable - 4C+E - 185+95㎟ | - | POWER AND CONTROL CABLE | 0 | 0 | 0 | 0 | 0 | 0 | 0 | 0 | 0 | 0 | 0 | - | 0 | 0 | 0 | 0 | 0 | 0 | 0 | - | Inactive
| 1 | 3 | 2.2.3.13 | 0.6/1kV CU/MGT/XLPE/PVC/GSWA or AWA/PVC Cable - 4C+E - 240+120㎟ | - | POWER AND CONTROL CABLE | 0 | 0 | 0 | 0 | 0 | 0 | 0 | 0 | 0 | 0 | 0 | - | 0 | 0 | 0 | 0 | 0 | 0 | 0 | - | Inactive
| 1 | 3 | 2.2.3.14 | 0.6/1kV CU/MGT/XLPE/PVC/GSWA or AWA/PVC Cable - 3C+E - 4+4㎟ | - | POWER AND CONTROL CABLE | 0 | 0 | 0 | 0 | 0 | 0 | 0 | 0 | 0 | 0 | 0 | - | 0 | 0 | 0 | 0 | 0 | 0 | 0 | - | Inactive
| 1 | 3 | 2.2.3.15 | 0.6/1kV CU/MGT/XLPE/PVC/GSWA or AWA/PVC Cable - 3C+E - 6+6㎟ | - | POWER AND CONTROL CABLE | 0 | 0 | 0 | 0 | 0 | 0 | 0 | 0 | 0 | 0 | 0 | - | 0 | 0 | 0 | 0 | 0 | 0 | 0 | - | Inactive
| 1 | 3 | 2.2.3.16 | 0.6/1kV CU/MGT/XLPE/PVC/GSWA or AWA/PVC Cable - 3C+E - 10+10㎟ | - | POWER AND CONTROL CABLE | 0 | 0 | 0 | 0 | 0 | 0 | 0 | 0 | 0 | 0 | 0 | - | 0 | 0 | 0 | 0 | 0 | 0 | 0 | - | Inactive
| 1 | 3 | 2.2.3.17 | 0.6/1kV CU/MGT/XLPE/PVC/GSWA or AWA/PVC Cable - 3C+E - 16+16㎟ | - | POWER AND CONTROL CABLE | 0 | 0 | 0 | 0 | 0 | 0 | 0 | 0 | 0 | 0 | 0 | - | 0 | 0 | 0 | 0 | 0 | 0 | 0 | - | Inactive
| 1 | 3 | 2.2.3.18 | 0.6/1kV CU/MGT/XLPE/PVC/GSWA or AWA/PVC Cable - 3C+E - 25+16㎟ | - | POWER AND CONTROL CABLE | 0 | 0 | 0 | 0 | 0 | 0 | 0 | 0 | 0 | 0 | 0 | - | 0 | 0 | 0 | 0 | 0 | 0 | 0 | - | Inactive
| 1 | 3 | 2.2.3.19 | 0.6/1kV CU/MGT/XLPE/PVC/GSWA or AWA/PVC Cable - 3C+E - 35+25㎟ | - | POWER AND CONTROL CABLE | 0 | 0 | 0 | 0 | 0 | 0 | 0 | 0 | 0 | 0 | 0 | - | 0 | 0 | 0 | 0 | 0 | 0 | 0 | - | Inactive
| 1 | 3 | 2.2.3.20 | 0.6/1kV CU/MGT/XLPE/PVC/GSWA or AWA/PVC Cable - 3C+E - 50+25㎟ | - | POWER AND CONTROL CABLE | 0 | 0 | 0 | 0 | 0 | 0 | 0 | 0 | 0 | 0 | 0 | - | 0 | 0 | 0 | 0 | 0 | 0 | 0 | - | Inactive
| 1 | 3 | 2.2.3.21 | 0.6/1kV CU/MGT/XLPE/PVC/GSWA or AWA/PVC Cable - 3C+E - 70+35㎟ | - | POWER AND CONTROL CABLE | 0 | 0 | 0 | 0 | 0 | 0 | 0 | 0 | 0 | 0 | 0 | - | 0 | 0 | 0 | 0 | 0 | 0 | 0 | - | Inactive
| 1 | 3 | 2.2.3.22 | 0.6/1kV CU/MGT/XLPE/PVC/GSWA or AWA/PVC Cable - 3C+E - 95+50㎟ | - | POWER AND CONTROL CABLE | 0 | 0 | 0 | 0 | 0 | 0 | 0 | 0 | 0 | 0 | 0 | - | 0 | 0 | 0 | 0 | 0 | 0 | 0 | - | Inactive
| 1 | 3 | 2.2.3.23 | 0.6/1kV CU/MGT/XLPE/PVC/GSWA or AWA/PVC Cable - 3C+E - 120+70㎟ | - | POWER AND CONTROL CABLE | 0 | 0 | 0 | 0 | 0 | 0 | 0 | 0 | 0 | 0 | 0 | - | 0 | 0 | 0 | 0 | 0 | 0 | 0 | - | Inactive
| 1 | 3 | 2.2.3.24 | 0.6/1kV CU/MGT/XLPE/PVC/GSWA or AWA/PVC Cable - 3C+E - 150+95㎟ | - | POWER AND CONTROL CABLE | 0 | 0 | 0 | 0 | 0 | 0 | 0 | 0 | 0 | 0 | 0 | - | 0 | 0 | 0 | 0 | 0 | 0 | 0 | - | Inactive
| 1 | 3 | 2.2.3.25 | 0.6/1kV CU/MGT/XLPE/PVC/GSWA or AWA/PVC Cable - 3C+E - 185+95㎟ | - | POWER AND CONTROL CABLE | 0 | 0 | 0 | 0 | 0 | 0 | 0 | 0 | 0 | 0 | 0 | - | 0 | 0 | 0 | 0 | 0 | 0 | 0 | - | Inactive
| 1 | 3 | 2.2.3.26 | 0.6/1kV CU/MGT/XLPE/PVC/GSWA or AWA/PVC Cable - 3C+E - 240+120㎟ | - | POWER AND CONTROL CABLE | 0 | 0 | 0 | 0 | 0 | 0 | 0 | 0 | 0 | 0 | 0 | - | 0 | 0 | 0 | 0 | 0 | 0 | 0 | - | Inactive
| 1 | 3 | 2.2.3.27 | 0.6/1kV CU/MGT/XLPE/PVC/GSWA or AWA/PVC Cable - 2C+E - 4+4㎟ | - | POWER AND CONTROL CABLE | 240 | 0 | 4835.069 | 1212.471 | 593.1175 | 0 | 1160416.5681 | 290993.0412 | 142348.1983 | 1593757.8076 | 21.8481 | MP06 | 19 | 10 | 1000 | 0.19 | 45.6001 | 2.4 | 240 | F.02.02.01 | Active
| 1 | 3 | 2.2.3.28 | 0.6/1kV CU/MGT/XLPE/PVC/GSWA or AWA/PVC Cable - 2C+E - 6+6㎟ | - | POWER AND CONTROL CABLE | 0 | 0 | 0 | 0 | 0 | 0 | 0 | 0 | 0 | 0 | 0 | - | 0 | 0 | 0 | 0 | 0 | 0 | 0 | - | Inactive
| 1 | 3 | 2.2.3.29 | 0.6/1kV CU/MGT/XLPE/PVC/GSWA or AWA/PVC Cable - 2C+E - 10+10㎟ | - | POWER AND CONTROL CABLE | 0 | 0 | 0 | 0 | 0 | 0 | 0 | 0 | 0 | 0 | 0 | - | 0 | 0 | 0 | 0 | 0 | 0 | 0 | - | Inactive
| 1 | 3 | 2.2.3.30 | 0.6/1kV CU/MGT/XLPE/PVC/GSWA or AWA/PVC Cable - 2C+E - 16+16㎟ | - | POWER AND CONTROL CABLE | 0 | 0 | 0 | 0 | 0 | 0 | 0 | 0 | 0 | 0 | 0 | - | 0 | 0 | 0 | 0 | 0 | 0 | 0 | - | Inactive
| 1 | 3 | 2.2.3.31 | 0.6/1kV CU/MGT/XLPE/PVC/GSWA or AWA/PVC Cable - 2C+E - 25+16㎟ | - | POWER AND CONTROL CABLE | 240 | 0 | 11603.3726 | 2909.9304 | 1423.482 | 0 | 2784809.4142 | 698383.2988 | 341635.676 | 3824828.389 | 52.4354 | MP06 | 19 | 10 | 1000 | 0.19 | 45.6001 | 2.4 | 240 | F.02.02.01 | Active
| 1 | 3 | 2.2.3.32 | 0.6/1kV CU/MGT/XLPE/PVC/GSWA or AWA/PVC Cable - 2C+E - 35+25㎟ | - | POWER AND CONTROL CABLE | 0 | 0 | 0 | 0 | 0 | 0 | 0 | 0 | 0 | 0 | 0 | - | 0 | 0 | 0 | 0 | 0 | 0 | 0 | - | Inactive
| 1 | 3 | 2.2.3.33 | 0.6/1kV CU/MGT/XLPE/PVC/GSWA or AWA/PVC Cable - 2C+E - 50+25㎟ | - | POWER AND CONTROL CABLE | 120 | 0 | 20950.3135 | 5254.041 | 2570.1758 | 0 | 2514037.6171 | 630484.9225 | 308421.0964 | 3452943.636 | 47.3376 | MP06 | 19 | 10 | 1000 | 0.19 | 22.8 | 1.2 | 120 | F.02.02.01 | Active
| 1 | 3 | 2.2.3.34 | 0.6/1kV CU/MGT/XLPE/PVC/GSWA or AWA/PVC Cable - 2C+E - 70+35㎟ | - | POWER AND CONTROL CABLE | 0 | 0 | 0 | 0 | 0 | 0 | 0 | 0 | 0 | 0 | 0 | - | 0 | 0 | 0 | 0 | 0 | 0 | 0 | - | Inactive
| 1 | 3 | 2.2.3.35 | 0.6/1kV CU/MGT/XLPE/PVC/GSWA or AWA/PVC Cable - 2C+E - 95+50㎟ | - | POWER AND CONTROL CABLE | 0 | 0 | 0 | 0 | 0 | 0 | 0 | 0 | 0 | 0 | 0 | - | 0 | 0 | 0 | 0 | 0 | 0 | 0 | - | Inactive
| 1 | 3 | 2.2.3.36 | 0.6/1kV CU/MGT/XLPE/PVC/GSWA or AWA/PVC Cable - 2C+E - 120+70㎟ | - | POWER AND CONTROL CABLE | 0 | 0 | 0 | 0 | 0 | 0 | 0 | 0 | 0 | 0 | 0 | - | 0 | 0 | 0 | 0 | 0 | 0 | 0 | - | Inactive
| 1 | 3 | 2.2.3.37 | 0.6/1kV CU/MGT/XLPE/PVC/GSWA or AWA/PVC Cable - 2C+E - 150+95㎟ | - | POWER AND CONTROL CABLE | 0 | 0 | 0 | 0 | 0 | 0 | 0 | 0 | 0 | 0 | 0 | - | 0 | 0 | 0 | 0 | 0 | 0 | 0 | - | Inactive
| 1 | 3 | 2.2.3.38 | 0.6/1kV CU/MGT/XLPE/PVC/GSWA or AWA/PVC Cable - 2C+E - 185+95㎟ | - | POWER AND CONTROL CABLE | 0 | 0 | 0 | 0 | 0 | 0 | 0 | 0 | 0 | 0 | 0 | - | 0 | 0 | 0 | 0 | 0 | 0 | 0 | - | Inactive
| 1 | 3 | 2.2.3.39 | 0.6/1kV CU/MGT/XLPE/PVC/GSWA or AWA/PVC Cable - 2C+E - 240+120㎟ | - | POWER AND CONTROL CABLE | 0 | 0 | 0 | 0 | 0 | 0 | 0 | 0 | 0 | 0 | 0 | - | 0 | 0 | 0 | 0 | 0 | 0 | 0 | - | Inactive
| 1 | 3 | 2.2.3.40 | 0.6/1kV CU/MGT/XLPE/PVC/GSWA or AWA/PVC Cable - 4C - 4㎟ | - | POWER AND CONTROL CABLE | 0 | 0 | 0 | 0 | 0 | 0 | 0 | 0 | 0 | 0 | 0 | - | 0 | 0 | 0 | 0 | 0 | 0 | 0 | - | Inactive
| 1 | 3 | 2.2.3.41 | 0.6/1kV CU/MGT/XLPE/PVC/GSWA or AWA/PVC Cable - 4C - 6㎟ | - | POWER AND CONTROL CABLE | 0 | 0 | 0 | 0 | 0 | 0 | 0 | 0 | 0 | 0 | 0 | - | 0 | 0 | 0 | 0 | 0 | 0 | 0 | - | Inactive
| 1 | 3 | 2.2.3.42 | 0.6/1kV CU/MGT/XLPE/PVC/GSWA or AWA/PVC Cable - 4C - 10㎟ | - | POWER AND CONTROL CABLE | 0 | 0 | 0 | 0 | 0 | 0 | 0 | 0 | 0 | 0 | 0 | - | 0 | 0 | 0 | 0 | 0 | 0 | 0 | - | Inactive
| 1 | 3 | 2.2.3.43 | 0.6/1kV CU/MGT/XLPE/PVC/GSWA or AWA/PVC Cable - 4C - 16㎟ | - | POWER AND CONTROL CABLE | 0 | 0 | 0 | 0 | 0 | 0 | 0 | 0 | 0 | 0 | 0 | - | 0 | 0 | 0 | 0 | 0 | 0 | 0 | - | Inactive
| 1 | 3 | 2.2.3.44 | 0.6/1kV CU/MGT/XLPE/PVC/GSWA or AWA/PVC Cable - 4C - 25㎟ | - | POWER AND CONTROL CABLE | 0 | 0 | 0 | 0 | 0 | 0 | 0 | 0 | 0 | 0 | 0 | - | 0 | 0 | 0 | 0 | 0 | 0 | 0 | - | Inactive
| 1 | 3 | 2.2.3.45 | 0.6/1kV CU/MGT/XLPE/PVC/GSWA or AWA/PVC Cable - 4C - 35㎟ | - | POWER AND CONTROL CABLE | 0 | 0 | 0 | 0 | 0 | 0 | 0 | 0 | 0 | 0 | 0 | - | 0 | 0 | 0 | 0 | 0 | 0 | 0 | - | Inactive
| 1 | 3 | 2.2.3.46 | 0.6/1kV CU/MGT/XLPE/PVC/GSWA or AWA/PVC Cable - 4C - 50㎟ | - | POWER AND CONTROL CABLE | 0 | 0 | 0 | 0 | 0 | 0 | 0 | 0 | 0 | 0 | 0 | - | 0 | 0 | 0 | 0 | 0 | 0 | 0 | - | Inactive
| 1 | 3 | 2.2.3.47 | 0.6/1kV CU/MGT/XLPE/PVC/GSWA or AWA/PVC Cable - 4C - 70㎟ | - | POWER AND CONTROL CABLE | 0 | 0 | 0 | 0 | 0 | 0 | 0 | 0 | 0 | 0 | 0 | - | 0 | 0 | 0 | 0 | 0 | 0 | 0 | - | Inactive
| 1 | 3 | 2.2.3.48 | 0.6/1kV CU/MGT/XLPE/PVC/GSWA or AWA/PVC Cable - 4C - 95㎟ | - | POWER AND CONTROL CABLE | 0 | 0 | 0 | 0 | 0 | 0 | 0 | 0 | 0 | 0 | 0 | - | 0 | 0 | 0 | 0 | 0 | 0 | 0 | - | Inactive
| 1 | 3 | 2.2.3.49 | 0.6/1kV CU/MGT/XLPE/PVC/GSWA or AWA/PVC Cable - 4C - 120㎟ | - | POWER AND CONTROL CABLE | 0 | 0 | 0 | 0 | 0 | 0 | 0 | 0 | 0 | 0 | 0 | - | 0 | 0 | 0 | 0 | 0 | 0 | 0 | - | Inactive
| 1 | 3 | 2.2.3.50 | 0.6/1kV CU/MGT/XLPE/PVC/GSWA or AWA/PVC Cable - 4C - 150㎟ | - | POWER AND CONTROL CABLE | 0 | 0 | 0 | 0 | 0 | 0 | 0 | 0 | 0 | 0 | 0 | - | 0 | 0 | 0 | 0 | 0 | 0 | 0 | - | Inactive
| 1 | 3 | 2.2.3.51 | 0.6/1kV CU/MGT/XLPE/PVC/GSWA or AWA/PVC Cable - 4C - 185㎟ | - | POWER AND CONTROL CABLE | 0 | 0 | 0 | 0 | 0 | 0 | 0 | 0 | 0 | 0 | 0 | - | 0 | 0 | 0 | 0 | 0 | 0 | 0 | - | Inactive
| 1 | 3 | 2.2.3.52 | 0.6/1kV CU/MGT/XLPE/PVC/GSWA or AWA/PVC Cable - 4C - 240㎟ | - | POWER AND CONTROL CABLE | 0 | 0 | 0 | 0 | 0 | 0 | 0 | 0 | 0 | 0 | 0 | - | 0 | 0 | 0 | 0 | 0 | 0 | 0 | - | Inactive
| 1 | 3 | 2.2.3.53 | 0.6/1kV CU/MGT/XLPE/PVC/GSWA or AWA/PVC Cable - 3C - 4㎟ | - | POWER AND CONTROL CABLE | 0 | 0 | 0 | 0 | 0 | 0 | 0 | 0 | 0 | 0 | 0 | - | 0 | 0 | 0 | 0 | 0 | 0 | 0 | - | Inactive
| 1 | 3 | 2.2.3.54 | 0.6/1kV CU/MGT/XLPE/PVC/GSWA or AWA/PVC Cable - 3C - 6㎟ | - | POWER AND CONTROL CABLE | 0 | 0 | 0 | 0 | 0 | 0 | 0 | 0 | 0 | 0 | 0 | - | 0 | 0 | 0 | 0 | 0 | 0 | 0 | - | Inactive
| 1 | 3 | 2.2.3.55 | 0.6/1kV CU/MGT/XLPE/PVC/GSWA or AWA/PVC Cable - 3C - 10㎟ | - | POWER AND CONTROL CABLE | 0 | 0 | 0 | 0 | 0 | 0 | 0 | 0 | 0 | 0 | 0 | - | 0 | 0 | 0 | 0 | 0 | 0 | 0 | - | Inactive
| 1 | 3 | 2.2.3.56 | 0.6/1kV CU/MGT/XLPE/PVC/GSWA or AWA/PVC Cable - 3C - 16㎟ | - | POWER AND CONTROL CABLE | 0 | 0 | 0 | 0 | 0 | 0 | 0 | 0 | 0 | 0 | 0 | - | 0 | 0 | 0 | 0 | 0 | 0 | 0 | - | Inactive
| 1 | 3 | 2.2.3.57 | 0.6/1kV CU/MGT/XLPE/PVC/GSWA or AWA/PVC Cable - 3C - 25㎟ | - | POWER AND CONTROL CABLE | 0 | 0 | 0 | 0 | 0 | 0 | 0 | 0 | 0 | 0 | 0 | - | 0 | 0 | 0 | 0 | 0 | 0 | 0 | - | Inactive
| 1 | 3 | 2.2.3.58 | 0.6/1kV CU/MGT/XLPE/PVC/GSWA or AWA/PVC Cable - 3C - 35㎟ | - | POWER AND CONTROL CABLE | 0 | 0 | 0 | 0 | 0 | 0 | 0 | 0 | 0 | 0 | 0 | - | 0 | 0 | 0 | 0 | 0 | 0 | 0 | - | Inactive
| 1 | 3 | 2.2.3.59 | 0.6/1kV CU/MGT/XLPE/PVC/GSWA or AWA/PVC Cable - 3C - 50㎟ | - | POWER AND CONTROL CABLE | 0 | 0 | 0 | 0 | 0 | 0 | 0 | 0 | 0 | 0 | 0 | - | 0 | 0 | 0 | 0 | 0 | 0 | 0 | - | Inactive
| 1 | 3 | 2.2.3.60 | 0.6/1kV CU/MGT/XLPE/PVC/GSWA or AWA/PVC Cable - 3C - 70㎟ | - | POWER AND CONTROL CABLE | 0 | 0 | 0 | 0 | 0 | 0 | 0 | 0 | 0 | 0 | 0 | - | 0 | 0 | 0 | 0 | 0 | 0 | 0 | - | Inactive
| 1 | 3 | 2.2.3.61 | 0.6/1kV CU/MGT/XLPE/PVC/GSWA or AWA/PVC Cable - 3C - 95㎟ | - | POWER AND CONTROL CABLE | 0 | 0 | 0 | 0 | 0 | 0 | 0 | 0 | 0 | 0 | 0 | - | 0 | 0 | 0 | 0 | 0 | 0 | 0 | - | Inactive
| 1 | 3 | 2.2.3.62 | 0.6/1kV CU/MGT/XLPE/PVC/GSWA or AWA/PVC Cable - 3C - 120㎟ | - | POWER AND CONTROL CABLE | 0 | 0 | 0 | 0 | 0 | 0 | 0 | 0 | 0 | 0 | 0 | - | 0 | 0 | 0 | 0 | 0 | 0 | 0 | - | Inactive
| 1 | 3 | 2.2.3.63 | 0.6/1kV CU/MGT/XLPE/PVC/GSWA or AWA/PVC Cable - 3C - 150㎟ | - | POWER AND CONTROL CABLE | 0 | 0 | 0 | 0 | 0 | 0 | 0 | 0 | 0 | 0 | 0 | - | 0 | 0 | 0 | 0 | 0 | 0 | 0 | - | Inactive
| 1 | 3 | 2.2.3.64 | 0.6/1kV CU/MGT/XLPE/PVC/GSWA or AWA/PVC Cable - 3C - 185㎟ | - | POWER AND CONTROL CABLE | 0 | 0 | 0 | 0 | 0 | 0 | 0 | 0 | 0 | 0 | 0 | - | 0 | 0 | 0 | 0 | 0 | 0 | 0 | - | Inactive
| 1 | 3 | 2.2.3.65 | 0.6/1kV CU/MGT/XLPE/PVC/GSWA or AWA/PVC Cable - 3C - 240㎟ | - | POWER AND CONTROL CABLE | 0 | 0 | 0 | 0 | 0 | 0 | 0 | 0 | 0 | 0 | 0 | - | 0 | 0 | 0 | 0 | 0 | 0 | 0 | - | Inactive
| 1 | 3 | 2.2.3.66 | 0.6/1kV CU/MGT/XLPE/PVC/GSWA or AWA/PVC Cable - 2C - 4㎟ | - | POWER AND CONTROL CABLE | 0 | 0 | 0 | 0 | 0 | 0 | 0 | 0 | 0 | 0 | 0 | - | 0 | 0 | 0 | 0 | 0 | 0 | 0 | - | Inactive
| 1 | 3 | 2.2.3.67 | 0.6/1kV CU/MGT/XLPE/PVC/GSWA or AWA/PVC Cable - 2C - 6㎟ | - | POWER AND CONTROL CABLE | 0 | 0 | 0 | 0 | 0 | 0 | 0 | 0 | 0 | 0 | 0 | - | 0 | 0 | 0 | 0 | 0 | 0 | 0 | - | Inactive
| 1 | 3 | 2.2.3.68 | 0.6/1kV CU/MGT/XLPE/PVC/GSWA or AWA/PVC Cable - 2C - 10㎟ | - | POWER AND CONTROL CABLE | 0 | 0 | 0 | 0 | 0 | 0 | 0 | 0 | 0 | 0 | 0 | - | 0 | 0 | 0 | 0 | 0 | 0 | 0 | - | Inactive
| 1 | 3 | 2.2.3.69 | 0.6/1kV CU/MGT/XLPE/PVC/GSWA or AWA/PVC Cable - 2C - 16㎟ | - | POWER AND CONTROL CABLE | 0 | 0 | 0 | 0 | 0 | 0 | 0 | 0 | 0 | 0 | 0 | - | 0 | 0 | 0 | 0 | 0 | 0 | 0 | - | Inactive
| 1 | 3 | 2.2.3.70 | 0.6/1kV CU/MGT/XLPE/PVC/GSWA or AWA/PVC Cable - 2C - 25㎟ | - | POWER AND CONTROL CABLE | 0 | 0 | 0 | 0 | 0 | 0 | 0 | 0 | 0 | 0 | 0 | - | 0 | 0 | 0 | 0 | 0 | 0 | 0 | - | Inactive
| 1 | 3 | 2.2.3.71 | 0.6/1kV CU/MGT/XLPE/PVC/GSWA or AWA/PVC Cable - 2C - 35㎟ | - | POWER AND CONTROL CABLE | 0 | 0 | 0 | 0 | 0 | 0 | 0 | 0 | 0 | 0 | 0 | - | 0 | 0 | 0 | 0 | 0 | 0 | 0 | - | Inactive
| 1 | 3 | 2.2.3.72 | 0.6/1kV CU/MGT/XLPE/PVC/GSWA or AWA/PVC Cable - 2C - 50㎟ | - | POWER AND CONTROL CABLE | 0 | 0 | 0 | 0 | 0 | 0 | 0 | 0 | 0 | 0 | 0 | - | 0 | 0 | 0 | 0 | 0 | 0 | 0 | - | Inactive
| 1 | 3 | 2.2.3.73 | 0.6/1kV CU/MGT/XLPE/PVC/GSWA or AWA/PVC Cable - 2C - 70㎟ | - | POWER AND CONTROL CABLE | 0 | 0 | 0 | 0 | 0 | 0 | 0 | 0 | 0 | 0 | 0 | - | 0 | 0 | 0 | 0 | 0 | 0 | 0 | - | Inactive
| 1 | 3 | 2.2.3.74 | 0.6/1kV CU/MGT/XLPE/PVC/GSWA or AWA/PVC Cable - 2C - 95㎟ | - | POWER AND CONTROL CABLE | 0 | 0 | 0 | 0 | 0 | 0 | 0 | 0 | 0 | 0 | 0 | - | 0 | 0 | 0 | 0 | 0 | 0 | 0 | - | Inactive
| 1 | 3 | 2.2.3.75 | 0.6/1kV CU/MGT/XLPE/PVC/GSWA or AWA/PVC Cable - 2C - 120㎟ | - | POWER AND CONTROL CABLE | 0 | 0 | 0 | 0 | 0 | 0 | 0 | 0 | 0 | 0 | 0 | - | 0 | 0 | 0 | 0 | 0 | 0 | 0 | - | Inactive
| 1 | 3 | 2.2.3.76 | 0.6/1kV CU/MGT/XLPE/PVC/GSWA or AWA/PVC Cable - 2C - 150㎟ | - | POWER AND CONTROL CABLE | 0 | 0 | 0 | 0 | 0 | 0 | 0 | 0 | 0 | 0 | 0 | - | 0 | 0 | 0 | 0 | 0 | 0 | 0 | - | Inactive
| 1 | 3 | 2.2.3.77 | 0.6/1kV CU/MGT/XLPE/PVC/GSWA or AWA/PVC Cable - 2C - 185㎟ | - | POWER AND CONTROL CABLE | 0 | 0 | 0 | 0 | 0 | 0 | 0 | 0 | 0 | 0 | 0 | - | 0 | 0 | 0 | 0 | 0 | 0 | 0 | - | Inactive
| 1 | 3 | 2.2.3.78 | 0.6/1kV CU/MGT/XLPE/PVC/GSWA or AWA/PVC Cable - 2C - 240㎟ | - | POWER AND CONTROL CABLE | 0 | 0 | 0 | 0 | 0 | 0 | 0 | 0 | 0 | 0 | 0 | - | 0 | 0 | 0 | 0 | 0 | 0 | 0 | - | Inactive
| 1 | 3 | 2.2.3.79 | 0.6/1kV CU/MGT/XLPE/PVC/GSWA or AWA/PVC Cable - 1C - 240㎟ | - | POWER AND CONTROL CABLE | 960 | 0 | 27073.2141 | 6789.8376 | 3321.458 | 0 | 25990285.5375 | 6518244.1221 | 3188599.6425 | 35697129.3021 | 489.3975 | MP06 | 19 | 11.9999 | 1000 | 0.228 | 218.8776 | 11.5199 | 960 | F.02.01.01 | Active
| 1 | 3 | 2.2.3.80 | 0.6/1kV CU/MGT/XLPE/PVC/GSWA or AWA/PVC Cable - 1C - 300㎟ | - | POWER AND CONTROL CABLE | 0 | 0 | 0 | 0 | 0 | 0 | 0 | 0 | 0 | 0 | 0 | - | 0 | 0 | 0 | 0 | 0 | 0 | 0 | - | Inactive
| 1 | 3 | 2.2.3.81 | 0.6/1kV CU/MGT/XLPE/PVC/GSWA or AWA/PVC Cable - 1C - 400㎟ | - | POWER AND CONTROL CABLE | 0 | 0 | 0 | 0 | 0 | 0 | 0 | 0 | 0 | 0 | 0 | - | 0 | 0 | 0 | 0 | 0 | 0 | 0 | - | Inactive
| 1 | 3 | 2.2.3.82 | 0.6/1kV CU/MGT/XLPE/PVC/GSWA or AWA/PVC Cable - 1C - 500㎟ | - | POWER AND CONTROL CABLE | 0 | 0 | 0 | 0 | 0 | 0 | 0 | 0 | 0 | 0 | 0 | - | 0 | 0 | 0 | 0 | 0 | 0 | 0 | - | Inactive
| 1 | 3 | 2.2.3.83 | 0.6/1kV CU/MGT/XLPE/PVC/GSWA or AWA/PVC Cable - 1C - 630㎟ | - | POWER AND CONTROL CABLE | 0 | 0 | 0 | 0 | 0 | 0 | 0 | 0 | 0 | 0 | 0 | - | 0 | 0 | 0 | 0 | 0 | 0 | 0 | - | Inactive
| 0 | 2 | 2.2.4 | Low Voltage Power Cable (CU/MGT/XLPE/PVC/GSWA or AWA/PVC), Flame Retardant & Fire Resistant - EWLV10 | - | POWER AND CONTROL CABLE | 0 | 0 | 0 | 0 | 0 | 0 | 0 | 0 | 0 | 0 | 0 | - | 0 | 0 | 0 | 0 | 0 | 0 | 3418 | - | Active
| 1 | 3 | 2.2.4.1 | 0.6/1kV CU/MGT/XLPE/PVC/GSWA or AWA/PVC Cable - 4C+E - 4+4㎟ | - | POWER AND CONTROL CABLE | 0 | 0 | 0 | 0 | 0 | 0 | 0 | 0 | 0 | 0 | 0 | - | 0 | 0 | 0 | 0 | 0 | 0 | 0 | - | Inactive
| 1 | 3 | 2.2.4.2 | 0.6/1kV CU/MGT/XLPE/PVC/GSWA or AWA/PVC Cable - 4C+E - 6+6㎟ | - | POWER AND CONTROL CABLE | 0 | 0 | 0 | 0 | 0 | 0 | 0 | 0 | 0 | 0 | 0 | - | 0 | 0 | 0 | 0 | 0 | 0 | 0 | - | Inactive
| 1 | 3 | 2.2.4.3 | 0.6/1kV CU/MGT/XLPE/PVC/GSWA or AWA/PVC Cable - 4C+E - 10+10㎟ | - | POWER AND CONTROL CABLE | 0 | 0 | 0 | 0 | 0 | 0 | 0 | 0 | 0 | 0 | 0 | - | 0 | 0 | 0 | 0 | 0 | 0 | 0 | - | Inactive
| 1 | 3 | 2.2.4.4 | 0.6/1kV CU/MGT/XLPE/PVC/GSWA or AWA/PVC Cable - 4C+E - 16+16㎟ | - | POWER AND CONTROL CABLE | 0 | 0 | 0 | 0 | 0 | 0 | 0 | 0 | 0 | 0 | 0 | - | 0 | 0 | 0 | 0 | 0 | 0 | 0 | - | Inactive
| 1 | 3 | 2.2.4.5 | 0.6/1kV CU/MGT/XLPE/PVC/GSWA or AWA/PVC Cable - 4C+E - 25+16㎟ | - | POWER AND CONTROL CABLE | 0 | 0 | 0 | 0 | 0 | 0 | 0 | 0 | 0 | 0 | 0 | - | 0 | 0 | 0 | 0 | 0 | 0 | 0 | - | Inactive
| 1 | 3 | 2.2.4.6 | 0.6/1kV CU/MGT/XLPE/PVC/GSWA or AWA/PVC Cable - 4C+E - 35+25㎟ | - | POWER AND CONTROL CABLE | 0 | 0 | 0 | 0 | 0 | 0 | 0 | 0 | 0 | 0 | 0 | - | 0 | 0 | 0 | 0 | 0 | 0 | 0 | - | Inactive
| 1 | 3 | 2.2.4.7 | 0.6/1kV CU/MGT/XLPE/PVC/GSWA or AWA/PVC Cable - 4C+E - 50+25㎟ | - | POWER AND CONTROL CABLE | 0 | 0 | 0 | 0 | 0 | 0 | 0 | 0 | 0 | 0 | 0 | - | 0 | 0 | 0 | 0 | 0 | 0 | 0 | - | Inactive
| 1 | 3 | 2.2.4.8 | 0.6/1kV CU/MGT/XLPE/PVC/GSWA or AWA/PVC Cable - 4C+E - 70+35㎟ | - | POWER AND CONTROL CABLE | 0 | 0 | 0 | 0 | 0 | 0 | 0 | 0 | 0 | 0 | 0 | - | 0 | 0 | 0 | 0 | 0 | 0 | 0 | - | Inactive
| 1 | 3 | 2.2.4.9 | 0.6/1kV CU/MGT/XLPE/PVC/GSWA or AWA/PVC Cable - 4C+E - 95+50㎟ | - | POWER AND CONTROL CABLE | 0 | 0 | 0 | 0 | 0 | 0 | 0 | 0 | 0 | 0 | 0 | - | 0 | 0 | 0 | 0 | 0 | 0 | 0 | - | Inactive
| 1 | 3 | 2.2.4.10 | 0.6/1kV CU/MGT/XLPE/PVC/GSWA or AWA/PVC Cable - 4C+E - 120+70㎟ | - | POWER AND CONTROL CABLE | 0 | 0 | 0 | 0 | 0 | 0 | 0 | 0 | 0 | 0 | 0 | - | 0 | 0 | 0 | 0 | 0 | 0 | 0 | - | Inactive
| 1 | 3 | 2.2.4.11 | 0.6/1kV CU/MGT/XLPE/PVC/GSWA or AWA/PVC Cable - 4C+E - 150+95㎟ | - | POWER AND CONTROL CABLE | 0 | 0 | 0 | 0 | 0 | 0 | 0 | 0 | 0 | 0 | 0 | - | 0 | 0 | 0 | 0 | 0 | 0 | 0 | - | Inactive
| 1 | 3 | 2.2.4.12 | 0.6/1kV CU/MGT/XLPE/PVC/GSWA or AWA/PVC Cable - 4C+E - 185+95㎟ | - | POWER AND CONTROL CABLE | 0 | 0 | 0 | 0 | 0 | 0 | 0 | 0 | 0 | 0 | 0 | - | 0 | 0 | 0 | 0 | 0 | 0 | 0 | - | Inactive
| 1 | 3 | 2.2.4.13 | 0.6/1kV CU/MGT/XLPE/PVC/GSWA or AWA/PVC Cable - 4C+E - 240+120㎟ | - | POWER AND CONTROL CABLE | 0 | 0 | 0 | 0 | 0 | 0 | 0 | 0 | 0 | 0 | 0 | - | 0 | 0 | 0 | 0 | 0 | 0 | 0 | - | Inactive
| 1 | 3 | 2.2.4.14 | 0.6/1kV CU/MGT/XLPE/PVC/GSWA or AWA/PVC Cable - 3C+E - 4+4㎟ | - | POWER AND CONTROL CABLE | 0 | 0 | 0 | 0 | 0 | 0 | 0 | 0 | 0 | 0 | 0 | - | 0 | 0 | 0 | 0 | 0 | 0 | 0 | - | Inactive
| 1 | 3 | 2.2.4.15 | 0.6/1kV CU/MGT/XLPE/PVC/GSWA or AWA/PVC Cable - 3C+E - 6+6㎟ | - | POWER AND CONTROL CABLE | 0 | 0 | 0 | 0 | 0 | 0 | 0 | 0 | 0 | 0 | 0 | - | 0 | 0 | 0 | 0 | 0 | 0 | 0 | - | Inactive
| 1 | 3 | 2.2.4.16 | 0.6/1kV CU/MGT/XLPE/PVC/GSWA or AWA/PVC Cable - 3C+E - 10+10㎟ | - | POWER AND CONTROL CABLE | 0 | 0 | 0 | 0 | 0 | 0 | 0 | 0 | 0 | 0 | 0 | - | 0 | 0 | 0 | 0 | 0 | 0 | 0 | - | Inactive
| 1 | 3 | 2.2.4.17 | 0.6/1kV CU/MGT/XLPE/PVC/GSWA or AWA/PVC Cable - 3C+E - 16+16㎟ | - | POWER AND CONTROL CABLE | 0 | 0 | 0 | 0 | 0 | 0 | 0 | 0 | 0 | 0 | 0 | - | 0 | 0 | 0 | 0 | 0 | 0 | 0 | - | Inactive
| 1 | 3 | 2.2.4.18 | 0.6/1kV CU/MGT/XLPE/PVC/GSWA or AWA/PVC Cable - 3C+E - 25+16㎟ | - | POWER AND CONTROL CABLE | 0 | 0 | 0 | 0 | 0 | 0 | 0 | 0 | 0 | 0 | 0 | - | 0 | 0 | 0 | 0 | 0 | 0 | 0 | - | Inactive
| 1 | 3 | 2.2.4.19 | 0.6/1kV CU/MGT/XLPE/PVC/GSWA or AWA/PVC Cable - 3C+E - 35+25㎟ | - | POWER AND CONTROL CABLE | 0 | 0 | 0 | 0 | 0 | 0 | 0 | 0 | 0 | 0 | 0 | - | 0 | 0 | 0 | 0 | 0 | 0 | 0 | - | Inactive
| 1 | 3 | 2.2.4.20 | 0.6/1kV CU/MGT/XLPE/PVC/GSWA or AWA/PVC Cable - 3C+E - 50+25㎟ | - | POWER AND CONTROL CABLE | 0 | 0 | 0 | 0 | 0 | 0 | 0 | 0 | 0 | 0 | 0 | - | 0 | 0 | 0 | 0 | 0 | 0 | 0 | - | Inactive
| 1 | 3 | 2.2.4.21 | 0.6/1kV CU/MGT/XLPE/PVC/GSWA or AWA/PVC Cable - 3C+E - 70+35㎟ | - | POWER AND CONTROL CABLE | 0 | 0 | 0 | 0 | 0 | 0 | 0 | 0 | 0 | 0 | 0 | - | 0 | 0 | 0 | 0 | 0 | 0 | 0 | - | Inactive
| 1 | 3 | 2.2.4.22 | 0.6/1kV CU/MGT/XLPE/PVC/GSWA or AWA/PVC Cable - 3C+E - 95+50㎟ | - | POWER AND CONTROL CABLE | 0 | 0 | 0 | 0 | 0 | 0 | 0 | 0 | 0 | 0 | 0 | - | 0 | 0 | 0 | 0 | 0 | 0 | 0 | - | Inactive
| 1 | 3 | 2.2.4.23 | 0.6/1kV CU/MGT/XLPE/PVC/GSWA or AWA/PVC Cable - 3C+E - 120+70㎟ | - | POWER AND CONTROL CABLE | 0 | 0 | 0 | 0 | 0 | 0 | 0 | 0 | 0 | 0 | 0 | - | 0 | 0 | 0 | 0 | 0 | 0 | 0 | - | Inactive
| 1 | 3 | 2.2.4.24 | 0.6/1kV CU/MGT/XLPE/PVC/GSWA or AWA/PVC Cable - 3C+E - 150+95㎟ | - | POWER AND CONTROL CABLE | 0 | 0 | 0 | 0 | 0 | 0 | 0 | 0 | 0 | 0 | 0 | - | 0 | 0 | 0 | 0 | 0 | 0 | 0 | - | Inactive
| 1 | 3 | 2.2.4.25 | 0.6/1kV CU/MGT/XLPE/PVC/GSWA or AWA/PVC Cable - 3C+E - 185+95㎟ | - | POWER AND CONTROL CABLE | 0 | 0 | 0 | 0 | 0 | 0 | 0 | 0 | 0 | 0 | 0 | - | 0 | 0 | 0 | 0 | 0 | 0 | 0 | - | Inactive
| 1 | 3 | 2.2.4.26 | 0.6/1kV CU/MGT/XLPE/PVC/GSWA or AWA/PVC Cable - 3C+E - 240+120㎟ | - | POWER AND CONTROL CABLE | 0 | 0 | 0 | 0 | 0 | 0 | 0 | 0 | 0 | 0 | 0 | - | 0 | 0 | 0 | 0 | 0 | 0 | 0 | - | Inactive
| 1 | 3 | 2.2.4.27 | 0.6/1kV CU/MGT/XLPE/PVC/GSWA or AWA/PVC Cable - 2C+E - 4+4㎟ | - | POWER AND CONTROL CABLE | 0 | 0 | 0 | 0 | 0 | 0 | 0 | 0 | 0 | 0 | 0 | - | 0 | 0 | 0 | 0 | 0 | 0 | 0 | - | Inactive
| 1 | 3 | 2.2.4.28 | 0.6/1kV CU/MGT/XLPE/PVC/GSWA or AWA/PVC Cable - 2C+E - 6+6㎟ | - | POWER AND CONTROL CABLE | 3418 | 0 | 5801.6863 | 1454.9652 | 711.741 | 0 | 19830163.7036 | 4973071.0735 | 2432730.7094 | 27235965.4865 | 373.3841 | MP06 | 19 | 10 | 1000 | 0.19 | 649.4208 | 34.18 | 3418 | F.02.02.01 | Active
| 1 | 3 | 2.2.4.29 | 0.6/1kV CU/MGT/XLPE/PVC/GSWA or AWA/PVC Cable - 2C+E - 10+10㎟ | - | POWER AND CONTROL CABLE | 0 | 0 | 0 | 0 | 0 | 0 | 0 | 0 | 0 | 0 | 0 | - | 0 | 0 | 0 | 0 | 0 | 0 | 0 | - | Inactive
| 1 | 3 | 2.2.4.30 | 0.6/1kV CU/MGT/XLPE/PVC/GSWA or AWA/PVC Cable - 2C+E - 16+16㎟ | - | POWER AND CONTROL CABLE | 0 | 0 | 0 | 0 | 0 | 0 | 0 | 0 | 0 | 0 | 0 | - | 0 | 0 | 0 | 0 | 0 | 0 | 0 | - | Inactive
| 1 | 3 | 2.2.4.31 | 0.6/1kV CU/MGT/XLPE/PVC/GSWA or AWA/PVC Cable - 2C+E - 25+16㎟ | - | POWER AND CONTROL CABLE | 0 | 0 | 0 | 0 | 0 | 0 | 0 | 0 | 0 | 0 | 0 | - | 0 | 0 | 0 | 0 | 0 | 0 | 0 | - | Inactive
| 1 | 3 | 2.2.4.32 | 0.6/1kV CU/MGT/XLPE/PVC/GSWA or AWA/PVC Cable - 2C+E - 35+25㎟ | - | POWER AND CONTROL CABLE | 0 | 0 | 0 | 0 | 0 | 0 | 0 | 0 | 0 | 0 | 0 | - | 0 | 0 | 0 | 0 | 0 | 0 | 0 | - | Inactive
| 1 | 3 | 2.2.4.33 | 0.6/1kV CU/MGT/XLPE/PVC/GSWA or AWA/PVC Cable - 2C+E - 50+25㎟ | - | POWER AND CONTROL CABLE | 0 | 0 | 0 | 0 | 0 | 0 | 0 | 0 | 0 | 0 | 0 | - | 0 | 0 | 0 | 0 | 0 | 0 | 0 | - | Inactive
| 1 | 3 | 2.2.4.34 | 0.6/1kV CU/MGT/XLPE/PVC/GSWA or AWA/PVC Cable - 2C+E - 70+35㎟ | - | POWER AND CONTROL CABLE | 0 | 0 | 0 | 0 | 0 | 0 | 0 | 0 | 0 | 0 | 0 | - | 0 | 0 | 0 | 0 | 0 | 0 | 0 | - | Inactive
| 1 | 3 | 2.2.4.35 | 0.6/1kV CU/MGT/XLPE/PVC/GSWA or AWA/PVC Cable - 2C+E - 95+50㎟ | - | POWER AND CONTROL CABLE | 0 | 0 | 0 | 0 | 0 | 0 | 0 | 0 | 0 | 0 | 0 | - | 0 | 0 | 0 | 0 | 0 | 0 | 0 | - | Inactive
| 1 | 3 | 2.2.4.36 | 0.6/1kV CU/MGT/XLPE/PVC/GSWA or AWA/PVC Cable - 2C+E - 120+70㎟ | - | POWER AND CONTROL CABLE | 0 | 0 | 0 | 0 | 0 | 0 | 0 | 0 | 0 | 0 | 0 | - | 0 | 0 | 0 | 0 | 0 | 0 | 0 | - | Inactive
| 1 | 3 | 2.2.4.37 | 0.6/1kV CU/MGT/XLPE/PVC/GSWA or AWA/PVC Cable - 2C+E - 150+95㎟ | - | POWER AND CONTROL CABLE | 0 | 0 | 0 | 0 | 0 | 0 | 0 | 0 | 0 | 0 | 0 | - | 0 | 0 | 0 | 0 | 0 | 0 | 0 | - | Inactive
| 1 | 3 | 2.2.4.38 | 0.6/1kV CU/MGT/XLPE/PVC/GSWA or AWA/PVC Cable - 2C+E - 185+95㎟ | - | POWER AND CONTROL CABLE | 0 | 0 | 0 | 0 | 0 | 0 | 0 | 0 | 0 | 0 | 0 | - | 0 | 0 | 0 | 0 | 0 | 0 | 0 | - | Inactive
| 1 | 3 | 2.2.4.39 | 0.6/1kV CU/MGT/XLPE/PVC/GSWA or AWA/PVC Cable - 2C+E - 240+120㎟ | - | POWER AND CONTROL CABLE | 0 | 0 | 0 | 0 | 0 | 0 | 0 | 0 | 0 | 0 | 0 | - | 0 | 0 | 0 | 0 | 0 | 0 | 0 | - | Inactive
| 1 | 3 | 2.2.4.40 | 0.6/1kV CU/MGT/XLPE/PVC/GSWA or AWA/PVC Cable - 4C - 4㎟ | - | POWER AND CONTROL CABLE | 0 | 0 | 0 | 0 | 0 | 0 | 0 | 0 | 0 | 0 | 0 | - | 0 | 0 | 0 | 0 | 0 | 0 | 0 | - | Inactive
| 1 | 3 | 2.2.4.41 | 0.6/1kV CU/MGT/XLPE/PVC/GSWA or AWA/PVC Cable - 4C - 6㎟ | - | POWER AND CONTROL CABLE | 0 | 0 | 0 | 0 | 0 | 0 | 0 | 0 | 0 | 0 | 0 | - | 0 | 0 | 0 | 0 | 0 | 0 | 0 | - | Inactive
| 1 | 3 | 2.2.4.42 | 0.6/1kV CU/MGT/XLPE/PVC/GSWA or AWA/PVC Cable - 4C - 10㎟ | - | POWER AND CONTROL CABLE | 0 | 0 | 0 | 0 | 0 | 0 | 0 | 0 | 0 | 0 | 0 | - | 0 | 0 | 0 | 0 | 0 | 0 | 0 | - | Inactive
| 1 | 3 | 2.2.4.43 | 0.6/1kV CU/MGT/XLPE/PVC/GSWA or AWA/PVC Cable - 4C - 16㎟ | - | POWER AND CONTROL CABLE | 0 | 0 | 0 | 0 | 0 | 0 | 0 | 0 | 0 | 0 | 0 | - | 0 | 0 | 0 | 0 | 0 | 0 | 0 | - | Inactive
| 1 | 3 | 2.2.4.44 | 0.6/1kV CU/MGT/XLPE/PVC/GSWA or AWA/PVC Cable - 4C - 25㎟ | - | POWER AND CONTROL CABLE | 0 | 0 | 0 | 0 | 0 | 0 | 0 | 0 | 0 | 0 | 0 | - | 0 | 0 | 0 | 0 | 0 | 0 | 0 | - | Inactive
| 1 | 3 | 2.2.4.45 | 0.6/1kV CU/MGT/XLPE/PVC/GSWA or AWA/PVC Cable - 4C - 35㎟ | - | POWER AND CONTROL CABLE | 0 | 0 | 0 | 0 | 0 | 0 | 0 | 0 | 0 | 0 | 0 | - | 0 | 0 | 0 | 0 | 0 | 0 | 0 | - | Inactive
| 1 | 3 | 2.2.4.46 | 0.6/1kV CU/MGT/XLPE/PVC/GSWA or AWA/PVC Cable - 4C - 50㎟ | - | POWER AND CONTROL CABLE | 0 | 0 | 0 | 0 | 0 | 0 | 0 | 0 | 0 | 0 | 0 | - | 0 | 0 | 0 | 0 | 0 | 0 | 0 | - | Inactive
| 1 | 3 | 2.2.4.47 | 0.6/1kV CU/MGT/XLPE/PVC/GSWA or AWA/PVC Cable - 4C - 70㎟ | - | POWER AND CONTROL CABLE | 0 | 0 | 0 | 0 | 0 | 0 | 0 | 0 | 0 | 0 | 0 | - | 0 | 0 | 0 | 0 | 0 | 0 | 0 | - | Inactive
| 1 | 3 | 2.2.4.48 | 0.6/1kV CU/MGT/XLPE/PVC/GSWA or AWA/PVC Cable - 4C - 95㎟ | - | POWER AND CONTROL CABLE | 0 | 0 | 0 | 0 | 0 | 0 | 0 | 0 | 0 | 0 | 0 | - | 0 | 0 | 0 | 0 | 0 | 0 | 0 | - | Inactive
| 1 | 3 | 2.2.4.49 | 0.6/1kV CU/MGT/XLPE/PVC/GSWA or AWA/PVC Cable - 4C - 120㎟ | - | POWER AND CONTROL CABLE | 0 | 0 | 0 | 0 | 0 | 0 | 0 | 0 | 0 | 0 | 0 | - | 0 | 0 | 0 | 0 | 0 | 0 | 0 | - | Inactive
| 1 | 3 | 2.2.4.50 | 0.6/1kV CU/MGT/XLPE/PVC/GSWA or AWA/PVC Cable - 4C - 150㎟ | - | POWER AND CONTROL CABLE | 0 | 0 | 0 | 0 | 0 | 0 | 0 | 0 | 0 | 0 | 0 | - | 0 | 0 | 0 | 0 | 0 | 0 | 0 | - | Inactive
| 1 | 3 | 2.2.4.51 | 0.6/1kV CU/MGT/XLPE/PVC/GSWA or AWA/PVC Cable - 4C - 185㎟ | - | POWER AND CONTROL CABLE | 0 | 0 | 0 | 0 | 0 | 0 | 0 | 0 | 0 | 0 | 0 | - | 0 | 0 | 0 | 0 | 0 | 0 | 0 | - | Inactive
| 1 | 3 | 2.2.4.52 | 0.6/1kV CU/MGT/XLPE/PVC/GSWA or AWA/PVC Cable - 4C - 240㎟ | - | POWER AND CONTROL CABLE | 0 | 0 | 0 | 0 | 0 | 0 | 0 | 0 | 0 | 0 | 0 | - | 0 | 0 | 0 | 0 | 0 | 0 | 0 | - | Inactive
| 1 | 3 | 2.2.4.53 | 0.6/1kV CU/MGT/XLPE/PVC/GSWA or AWA/PVC Cable - 3C - 4㎟ | - | POWER AND CONTROL CABLE | 0 | 0 | 0 | 0 | 0 | 0 | 0 | 0 | 0 | 0 | 0 | - | 0 | 0 | 0 | 0 | 0 | 0 | 0 | - | Inactive
| 1 | 3 | 2.2.4.54 | 0.6/1kV CU/MGT/XLPE/PVC/GSWA or AWA/PVC Cable - 3C - 6㎟ | - | POWER AND CONTROL CABLE | 0 | 0 | 0 | 0 | 0 | 0 | 0 | 0 | 0 | 0 | 0 | - | 0 | 0 | 0 | 0 | 0 | 0 | 0 | - | Inactive
| 1 | 3 | 2.2.4.55 | 0.6/1kV CU/MGT/XLPE/PVC/GSWA or AWA/PVC Cable - 3C - 10㎟ | - | POWER AND CONTROL CABLE | 0 | 0 | 0 | 0 | 0 | 0 | 0 | 0 | 0 | 0 | 0 | - | 0 | 0 | 0 | 0 | 0 | 0 | 0 | - | Inactive
| 1 | 3 | 2.2.4.56 | 0.6/1kV CU/MGT/XLPE/PVC/GSWA or AWA/PVC Cable - 3C - 16㎟ | - | POWER AND CONTROL CABLE | 0 | 0 | 0 | 0 | 0 | 0 | 0 | 0 | 0 | 0 | 0 | - | 0 | 0 | 0 | 0 | 0 | 0 | 0 | - | Inactive
| 1 | 3 | 2.2.4.57 | 0.6/1kV CU/MGT/XLPE/PVC/GSWA or AWA/PVC Cable - 3C - 25㎟ | - | POWER AND CONTROL CABLE | 0 | 0 | 0 | 0 | 0 | 0 | 0 | 0 | 0 | 0 | 0 | - | 0 | 0 | 0 | 0 | 0 | 0 | 0 | - | Inactive
| 1 | 3 | 2.2.4.58 | 0.6/1kV CU/MGT/XLPE/PVC/GSWA or AWA/PVC Cable - 3C - 35㎟ | - | POWER AND CONTROL CABLE | 0 | 0 | 0 | 0 | 0 | 0 | 0 | 0 | 0 | 0 | 0 | - | 0 | 0 | 0 | 0 | 0 | 0 | 0 | - | Inactive
| 1 | 3 | 2.2.4.59 | 0.6/1kV CU/MGT/XLPE/PVC/GSWA or AWA/PVC Cable - 3C - 50㎟ | - | POWER AND CONTROL CABLE | 0 | 0 | 0 | 0 | 0 | 0 | 0 | 0 | 0 | 0 | 0 | - | 0 | 0 | 0 | 0 | 0 | 0 | 0 | - | Inactive
| 1 | 3 | 2.2.4.60 | 0.6/1kV CU/MGT/XLPE/PVC/GSWA or AWA/PVC Cable - 3C - 70㎟ | - | POWER AND CONTROL CABLE | 0 | 0 | 0 | 0 | 0 | 0 | 0 | 0 | 0 | 0 | 0 | - | 0 | 0 | 0 | 0 | 0 | 0 | 0 | - | Inactive
| 1 | 3 | 2.2.4.61 | 0.6/1kV CU/MGT/XLPE/PVC/GSWA or AWA/PVC Cable - 3C - 95㎟ | - | POWER AND CONTROL CABLE | 0 | 0 | 0 | 0 | 0 | 0 | 0 | 0 | 0 | 0 | 0 | - | 0 | 0 | 0 | 0 | 0 | 0 | 0 | - | Inactive
| 1 | 3 | 2.2.4.62 | 0.6/1kV CU/MGT/XLPE/PVC/GSWA or AWA/PVC Cable - 3C - 120㎟ | - | POWER AND CONTROL CABLE | 0 | 0 | 0 | 0 | 0 | 0 | 0 | 0 | 0 | 0 | 0 | - | 0 | 0 | 0 | 0 | 0 | 0 | 0 | - | Inactive
| 1 | 3 | 2.2.4.63 | 0.6/1kV CU/MGT/XLPE/PVC/GSWA or AWA/PVC Cable - 3C - 150㎟ | - | POWER AND CONTROL CABLE | 0 | 0 | 0 | 0 | 0 | 0 | 0 | 0 | 0 | 0 | 0 | - | 0 | 0 | 0 | 0 | 0 | 0 | 0 | - | Inactive
| 1 | 3 | 2.2.4.64 | 0.6/1kV CU/MGT/XLPE/PVC/GSWA or AWA/PVC Cable - 3C - 185㎟ | - | POWER AND CONTROL CABLE | 0 | 0 | 0 | 0 | 0 | 0 | 0 | 0 | 0 | 0 | 0 | - | 0 | 0 | 0 | 0 | 0 | 0 | 0 | - | Inactive
| 1 | 3 | 2.2.4.65 | 0.6/1kV CU/MGT/XLPE/PVC/GSWA or AWA/PVC Cable - 3C - 240㎟ | - | POWER AND CONTROL CABLE | 0 | 0 | 0 | 0 | 0 | 0 | 0 | 0 | 0 | 0 | 0 | - | 0 | 0 | 0 | 0 | 0 | 0 | 0 | - | Inactive
| 1 | 3 | 2.2.4.66 | 0.6/1kV CU/MGT/XLPE/PVC/GSWA or AWA/PVC Cable - 2C - 4㎟ | - | POWER AND CONTROL CABLE | 0 | 0 | 0 | 0 | 0 | 0 | 0 | 0 | 0 | 0 | 0 | - | 0 | 0 | 0 | 0 | 0 | 0 | 0 | - | Inactive
| 1 | 3 | 2.2.4.67 | 0.6/1kV CU/MGT/XLPE/PVC/GSWA or AWA/PVC Cable - 2C - 6㎟ | - | POWER AND CONTROL CABLE | 0 | 0 | 0 | 0 | 0 | 0 | 0 | 0 | 0 | 0 | 0 | - | 0 | 0 | 0 | 0 | 0 | 0 | 0 | - | Inactive
| 1 | 3 | 2.2.4.68 | 0.6/1kV CU/MGT/XLPE/PVC/GSWA or AWA/PVC Cable - 2C - 10㎟ | - | POWER AND CONTROL CABLE | 0 | 0 | 0 | 0 | 0 | 0 | 0 | 0 | 0 | 0 | 0 | - | 0 | 0 | 0 | 0 | 0 | 0 | 0 | - | Inactive
| 1 | 3 | 2.2.4.69 | 0.6/1kV CU/MGT/XLPE/PVC/GSWA or AWA/PVC Cable - 2C - 16㎟ | - | POWER AND CONTROL CABLE | 0 | 0 | 0 | 0 | 0 | 0 | 0 | 0 | 0 | 0 | 0 | - | 0 | 0 | 0 | 0 | 0 | 0 | 0 | - | Inactive
| 1 | 3 | 2.2.4.70 | 0.6/1kV CU/MGT/XLPE/PVC/GSWA or AWA/PVC Cable - 2C - 25㎟ | - | POWER AND CONTROL CABLE | 0 | 0 | 0 | 0 | 0 | 0 | 0 | 0 | 0 | 0 | 0 | - | 0 | 0 | 0 | 0 | 0 | 0 | 0 | - | Inactive
| 1 | 3 | 2.2.4.71 | 0.6/1kV CU/MGT/XLPE/PVC/GSWA or AWA/PVC Cable - 2C - 35㎟ | - | POWER AND CONTROL CABLE | 0 | 0 | 0 | 0 | 0 | 0 | 0 | 0 | 0 | 0 | 0 | - | 0 | 0 | 0 | 0 | 0 | 0 | 0 | - | Inactive
| 1 | 3 | 2.2.4.72 | 0.6/1kV CU/MGT/XLPE/PVC/GSWA or AWA/PVC Cable - 2C - 50㎟ | - | POWER AND CONTROL CABLE | 0 | 0 | 0 | 0 | 0 | 0 | 0 | 0 | 0 | 0 | 0 | - | 0 | 0 | 0 | 0 | 0 | 0 | 0 | - | Inactive
| 1 | 3 | 2.2.4.73 | 0.6/1kV CU/MGT/XLPE/PVC/GSWA or AWA/PVC Cable - 2C - 70㎟ | - | POWER AND CONTROL CABLE | 0 | 0 | 0 | 0 | 0 | 0 | 0 | 0 | 0 | 0 | 0 | - | 0 | 0 | 0 | 0 | 0 | 0 | 0 | - | Inactive
| 1 | 3 | 2.2.4.74 | 0.6/1kV CU/MGT/XLPE/PVC/GSWA or AWA/PVC Cable - 2C - 95㎟ | - | POWER AND CONTROL CABLE | 0 | 0 | 0 | 0 | 0 | 0 | 0 | 0 | 0 | 0 | 0 | - | 0 | 0 | 0 | 0 | 0 | 0 | 0 | - | Inactive
| 1 | 3 | 2.2.4.75 | 0.6/1kV CU/MGT/XLPE/PVC/GSWA or AWA/PVC Cable - 2C - 120㎟ | - | POWER AND CONTROL CABLE | 0 | 0 | 0 | 0 | 0 | 0 | 0 | 0 | 0 | 0 | 0 | - | 0 | 0 | 0 | 0 | 0 | 0 | 0 | - | Inactive
| 1 | 3 | 2.2.4.76 | 0.6/1kV CU/MGT/XLPE/PVC/GSWA or AWA/PVC Cable - 2C - 150㎟ | - | POWER AND CONTROL CABLE | 0 | 0 | 0 | 0 | 0 | 0 | 0 | 0 | 0 | 0 | 0 | - | 0 | 0 | 0 | 0 | 0 | 0 | 0 | - | Inactive
| 1 | 3 | 2.2.4.77 | 0.6/1kV CU/MGT/XLPE/PVC/GSWA or AWA/PVC Cable - 2C - 185㎟ | - | POWER AND CONTROL CABLE | 0 | 0 | 0 | 0 | 0 | 0 | 0 | 0 | 0 | 0 | 0 | - | 0 | 0 | 0 | 0 | 0 | 0 | 0 | - | Inactive
| 1 | 3 | 2.2.4.78 | 0.6/1kV CU/MGT/XLPE/PVC/GSWA or AWA/PVC Cable - 2C - 240㎟ | - | POWER AND CONTROL CABLE | 0 | 0 | 0 | 0 | 0 | 0 | 0 | 0 | 0 | 0 | 0 | - | 0 | 0 | 0 | 0 | 0 | 0 | 0 | - | Inactive
| 1 | 3 | 2.2.4.79 | 0.6/1kV CU/MGT/XLPE/PVC/GSWA or AWA/PVC Cable - 1C - 240㎟ | - | POWER AND CONTROL CABLE | 0 | 0 | 0 | 0 | 0 | 0 | 0 | 0 | 0 | 0 | 0 | - | 0 | 0 | 0 | 0 | 0 | 0 | 0 | - | Inactive
| 1 | 3 | 2.2.4.80 | 0.6/1kV CU/MGT/XLPE/PVC/GSWA or AWA/PVC Cable - 1C - 300㎟ | - | POWER AND CONTROL CABLE | 0 | 0 | 0 | 0 | 0 | 0 | 0 | 0 | 0 | 0 | 0 | - | 0 | 0 | 0 | 0 | 0 | 0 | 0 | - | Inactive
| 1 | 3 | 2.2.4.81 | 0.6/1kV CU/MGT/XLPE/PVC/GSWA or AWA/PVC Cable - 1C - 400㎟ | - | POWER AND CONTROL CABLE | 0 | 0 | 0 | 0 | 0 | 0 | 0 | 0 | 0 | 0 | 0 | - | 0 | 0 | 0 | 0 | 0 | 0 | 0 | - | Inactive
| 1 | 3 | 2.2.4.82 | 0.6/1kV CU/MGT/XLPE/PVC/GSWA or AWA/PVC Cable - 1C - 500㎟ | - | POWER AND CONTROL CABLE | 0 | 0 | 0 | 0 | 0 | 0 | 0 | 0 | 0 | 0 | 0 | - | 0 | 0 | 0 | 0 | 0 | 0 | 0 | - | Inactive
| 1 | 3 | 2.2.4.83 | 0.6/1kV CU/MGT/XLPE/PVC/GSWA or AWA/PVC Cable - 1C - 630㎟ | - | POWER AND CONTROL CABLE | 0 | 0 | 0 | 0 | 0 | 0 | 0 | 0 | 0 | 0 | 0 | - | 0 | 0 | 0 | 0 | 0 | 0 | 0 | - | Inactive
| 0 | 2 | 2.2.5 | Low Voltage Power Cable (CU/XLPE/PVC), Flame Retardant - EWLV7 | - | POWER AND CONTROL CABLE | 0 | 0 | 0 | 0 | 0 | 0 | 0 | 0 | 0 | 0 | 0 | - | 0 | 0 | 0 | 0 | 0 | 0 | 0 | - | Inactive
| 1 | 3 | 2.2.5.1 | 0.6/1kV CU/XLPE/PVC Cable - 4C+E - 4+4㎟ | - | POWER AND CONTROL CABLE | 0 | 0 | 0 | 0 | 0 | 0 | 0 | 0 | 0 | 0 | 0 | - | 0 | 0 | 0 | 0 | 0 | 0 | 0 | - | Inactive
| 1 | 3 | 2.2.5.2 | 0.6/1kV CU/XLPE/PVC Cable - 4C+E - 6+6㎟ | - | POWER AND CONTROL CABLE | 0 | 0 | 0 | 0 | 0 | 0 | 0 | 0 | 0 | 0 | 0 | - | 0 | 0 | 0 | 0 | 0 | 0 | 0 | - | Inactive
| 1 | 3 | 2.2.5.3 | 0.6/1kV CU/XLPE/PVC Cable - 4C+E - 10+10㎟ | - | POWER AND CONTROL CABLE | 0 | 0 | 0 | 0 | 0 | 0 | 0 | 0 | 0 | 0 | 0 | - | 0 | 0 | 0 | 0 | 0 | 0 | 0 | - | Inactive
| 1 | 3 | 2.2.5.4 | 0.6/1kV CU/XLPE/PVC Cable - 4C+E - 16+16㎟ | - | POWER AND CONTROL CABLE | 0 | 0 | 0 | 0 | 0 | 0 | 0 | 0 | 0 | 0 | 0 | - | 0 | 0 | 0 | 0 | 0 | 0 | 0 | - | Inactive
| 1 | 3 | 2.2.5.5 | 0.6/1kV CU/XLPE/PVC Cable - 4C+E - 25+16㎟ | - | POWER AND CONTROL CABLE | 0 | 0 | 0 | 0 | 0 | 0 | 0 | 0 | 0 | 0 | 0 | - | 0 | 0 | 0 | 0 | 0 | 0 | 0 | - | Inactive
| 1 | 3 | 2.2.5.6 | 0.6/1kV CU/XLPE/PVC Cable - 4C+E - 35+25㎟ | - | POWER AND CONTROL CABLE | 0 | 0 | 0 | 0 | 0 | 0 | 0 | 0 | 0 | 0 | 0 | - | 0 | 0 | 0 | 0 | 0 | 0 | 0 | - | Inactive
| 1 | 3 | 2.2.5.7 | 0.6/1kV CU/XLPE/PVC Cable - 4C+E - 50+25㎟ | - | POWER AND CONTROL CABLE | 0 | 0 | 0 | 0 | 0 | 0 | 0 | 0 | 0 | 0 | 0 | - | 0 | 0 | 0 | 0 | 0 | 0 | 0 | - | Inactive
| 1 | 3 | 2.2.5.8 | 0.6/1kV CU/XLPE/PVC Cable - 4C+E - 70+35㎟ | - | POWER AND CONTROL CABLE | 0 | 0 | 0 | 0 | 0 | 0 | 0 | 0 | 0 | 0 | 0 | - | 0 | 0 | 0 | 0 | 0 | 0 | 0 | - | Inactive
| 1 | 3 | 2.2.5.9 | 0.6/1kV CU/XLPE/PVC Cable - 4C+E - 95+50㎟ | - | POWER AND CONTROL CABLE | 0 | 0 | 0 | 0 | 0 | 0 | 0 | 0 | 0 | 0 | 0 | - | 0 | 0 | 0 | 0 | 0 | 0 | 0 | - | Inactive
| 1 | 3 | 2.2.5.10 | 0.6/1kV CU/XLPE/PVC Cable - 4C+E - 120+70㎟ | - | POWER AND CONTROL CABLE | 0 | 0 | 0 | 0 | 0 | 0 | 0 | 0 | 0 | 0 | 0 | - | 0 | 0 | 0 | 0 | 0 | 0 | 0 | - | Inactive
| 1 | 3 | 2.2.5.11 | 0.6/1kV CU/XLPE/PVC Cable - 4C+E - 150+95㎟ | - | POWER AND CONTROL CABLE | 0 | 0 | 0 | 0 | 0 | 0 | 0 | 0 | 0 | 0 | 0 | - | 0 | 0 | 0 | 0 | 0 | 0 | 0 | - | Inactive
| 1 | 3 | 2.2.5.12 | 0.6/1kV CU/XLPE/PVC Cable - 4C+E - 185+95㎟ | - | POWER AND CONTROL CABLE | 0 | 0 | 0 | 0 | 0 | 0 | 0 | 0 | 0 | 0 | 0 | - | 0 | 0 | 0 | 0 | 0 | 0 | 0 | - | Inactive
| 1 | 3 | 2.2.5.13 | 0.6/1kV CU/XLPE/PVC Cable - 4C+E - 240+120㎟ | - | POWER AND CONTROL CABLE | 0 | 0 | 0 | 0 | 0 | 0 | 0 | 0 | 0 | 0 | 0 | - | 0 | 0 | 0 | 0 | 0 | 0 | 0 | - | Inactive
| 1 | 3 | 2.2.5.14 | 0.6/1kV CU/XLPE/PVC Cable - 3C+E - 4+4㎟ | - | POWER AND CONTROL CABLE | 0 | 0 | 0 | 0 | 0 | 0 | 0 | 0 | 0 | 0 | 0 | - | 0 | 0 | 0 | 0 | 0 | 0 | 0 | - | Inactive
| 1 | 3 | 2.2.5.15 | 0.6/1kV CU/XLPE/PVC Cable - 3C+E - 6+6㎟ | - | POWER AND CONTROL CABLE | 0 | 0 | 0 | 0 | 0 | 0 | 0 | 0 | 0 | 0 | 0 | - | 0 | 0 | 0 | 0 | 0 | 0 | 0 | - | Inactive
| 1 | 3 | 2.2.5.16 | 0.6/1kV CU/XLPE/PVC Cable - 3C+E - 10+10㎟ | - | POWER AND CONTROL CABLE | 0 | 0 | 0 | 0 | 0 | 0 | 0 | 0 | 0 | 0 | 0 | - | 0 | 0 | 0 | 0 | 0 | 0 | 0 | - | Inactive
| 1 | 3 | 2.2.5.17 | 0.6/1kV CU/XLPE/PVC Cable - 3C+E - 16+16㎟ | - | POWER AND CONTROL CABLE | 0 | 0 | 0 | 0 | 0 | 0 | 0 | 0 | 0 | 0 | 0 | - | 0 | 0 | 0 | 0 | 0 | 0 | 0 | - | Inactive
| 1 | 3 | 2.2.5.18 | 0.6/1kV CU/XLPE/PVC Cable - 3C+E - 25+16㎟ | - | POWER AND CONTROL CABLE | 0 | 0 | 0 | 0 | 0 | 0 | 0 | 0 | 0 | 0 | 0 | - | 0 | 0 | 0 | 0 | 0 | 0 | 0 | - | Inactive
| 1 | 3 | 2.2.5.19 | 0.6/1kV CU/XLPE/PVC Cable - 3C+E - 35+25㎟ | - | POWER AND CONTROL CABLE | 0 | 0 | 0 | 0 | 0 | 0 | 0 | 0 | 0 | 0 | 0 | - | 0 | 0 | 0 | 0 | 0 | 0 | 0 | - | Inactive
| 1 | 3 | 2.2.5.20 | 0.6/1kV CU/XLPE/PVC Cable - 3C+E - 50+25㎟ | - | POWER AND CONTROL CABLE | 0 | 0 | 0 | 0 | 0 | 0 | 0 | 0 | 0 | 0 | 0 | - | 0 | 0 | 0 | 0 | 0 | 0 | 0 | - | Inactive
| 1 | 3 | 2.2.5.21 | 0.6/1kV CU/XLPE/PVC Cable - 3C+E - 70+35㎟ | - | POWER AND CONTROL CABLE | 0 | 0 | 0 | 0 | 0 | 0 | 0 | 0 | 0 | 0 | 0 | - | 0 | 0 | 0 | 0 | 0 | 0 | 0 | - | Inactive
| 1 | 3 | 2.2.5.22 | 0.6/1kV CU/XLPE/PVC Cable - 3C+E - 95+50㎟ | - | POWER AND CONTROL CABLE | 0 | 0 | 0 | 0 | 0 | 0 | 0 | 0 | 0 | 0 | 0 | - | 0 | 0 | 0 | 0 | 0 | 0 | 0 | - | Inactive
| 1 | 3 | 2.2.5.23 | 0.6/1kV CU/XLPE/PVC Cable - 3C+E - 120+70㎟ | - | POWER AND CONTROL CABLE | 0 | 0 | 0 | 0 | 0 | 0 | 0 | 0 | 0 | 0 | 0 | - | 0 | 0 | 0 | 0 | 0 | 0 | 0 | - | Inactive
| 1 | 3 | 2.2.5.24 | 0.6/1kV CU/XLPE/PVC Cable - 3C+E - 150+95㎟ | - | POWER AND CONTROL CABLE | 0 | 0 | 0 | 0 | 0 | 0 | 0 | 0 | 0 | 0 | 0 | - | 0 | 0 | 0 | 0 | 0 | 0 | 0 | - | Inactive
| 1 | 3 | 2.2.5.25 | 0.6/1kV CU/XLPE/PVC Cable - 3C+E - 185+95㎟ | - | POWER AND CONTROL CABLE | 0 | 0 | 0 | 0 | 0 | 0 | 0 | 0 | 0 | 0 | 0 | - | 0 | 0 | 0 | 0 | 0 | 0 | 0 | - | Inactive
| 1 | 3 | 2.2.5.26 | 0.6/1kV CU/XLPE/PVC Cable - 3C+E - 240+120㎟ | - | POWER AND CONTROL CABLE | 0 | 0 | 0 | 0 | 0 | 0 | 0 | 0 | 0 | 0 | 0 | - | 0 | 0 | 0 | 0 | 0 | 0 | 0 | - | Inactive
| 1 | 3 | 2.2.5.27 | 0.6/1kV CU/XLPE/PVC Cable - 2C+E - 4+4㎟ | - | POWER AND CONTROL CABLE | 0 | 0 | 0 | 0 | 0 | 0 | 0 | 0 | 0 | 0 | 0 | - | 0 | 0 | 0 | 0 | 0 | 0 | 0 | - | Inactive
| 1 | 3 | 2.2.5.28 | 0.6/1kV CU/XLPE/PVC Cable - 2C+E - 6+6㎟ | - | POWER AND CONTROL CABLE | 0 | 0 | 0 | 0 | 0 | 0 | 0 | 0 | 0 | 0 | 0 | - | 0 | 0 | 0 | 0 | 0 | 0 | 0 | - | Inactive
| 1 | 3 | 2.2.5.29 | 0.6/1kV CU/XLPE/PVC Cable - 2C+E - 10+10㎟ | - | POWER AND CONTROL CABLE | 0 | 0 | 0 | 0 | 0 | 0 | 0 | 0 | 0 | 0 | 0 | - | 0 | 0 | 0 | 0 | 0 | 0 | 0 | - | Inactive
| 1 | 3 | 2.2.5.30 | 0.6/1kV CU/XLPE/PVC Cable - 2C+E - 16+16㎟ | - | POWER AND CONTROL CABLE | 0 | 0 | 0 | 0 | 0 | 0 | 0 | 0 | 0 | 0 | 0 | - | 0 | 0 | 0 | 0 | 0 | 0 | 0 | - | Inactive
| 1 | 3 | 2.2.5.31 | 0.6/1kV CU/XLPE/PVC Cable - 2C+E - 25+16㎟ | - | POWER AND CONTROL CABLE | 0 | 0 | 0 | 0 | 0 | 0 | 0 | 0 | 0 | 0 | 0 | - | 0 | 0 | 0 | 0 | 0 | 0 | 0 | - | Inactive
| 1 | 3 | 2.2.5.32 | 0.6/1kV CU/XLPE/PVC Cable - 2C+E - 35+25㎟ | - | POWER AND CONTROL CABLE | 0 | 0 | 0 | 0 | 0 | 0 | 0 | 0 | 0 | 0 | 0 | - | 0 | 0 | 0 | 0 | 0 | 0 | 0 | - | Inactive
| 1 | 3 | 2.2.5.33 | 0.6/1kV CU/XLPE/PVC Cable - 2C+E - 50+25㎟ | - | POWER AND CONTROL CABLE | 0 | 0 | 0 | 0 | 0 | 0 | 0 | 0 | 0 | 0 | 0 | - | 0 | 0 | 0 | 0 | 0 | 0 | 0 | - | Inactive
| 1 | 3 | 2.2.5.34 | 0.6/1kV CU/XLPE/PVC Cable - 2C+E - 70+35㎟ | - | POWER AND CONTROL CABLE | 0 | 0 | 0 | 0 | 0 | 0 | 0 | 0 | 0 | 0 | 0 | - | 0 | 0 | 0 | 0 | 0 | 0 | 0 | - | Inactive
| 1 | 3 | 2.2.5.35 | 0.6/1kV CU/XLPE/PVC Cable - 2C+E - 95+50㎟ | - | POWER AND CONTROL CABLE | 0 | 0 | 0 | 0 | 0 | 0 | 0 | 0 | 0 | 0 | 0 | - | 0 | 0 | 0 | 0 | 0 | 0 | 0 | - | Inactive
| 1 | 3 | 2.2.5.36 | 0.6/1kV CU/XLPE/PVC Cable - 2C+E - 120+70㎟ | - | POWER AND CONTROL CABLE | 0 | 0 | 0 | 0 | 0 | 0 | 0 | 0 | 0 | 0 | 0 | - | 0 | 0 | 0 | 0 | 0 | 0 | 0 | - | Inactive
| 1 | 3 | 2.2.5.37 | 0.6/1kV CU/XLPE/PVC Cable - 2C+E - 150+95㎟ | - | POWER AND CONTROL CABLE | 0 | 0 | 0 | 0 | 0 | 0 | 0 | 0 | 0 | 0 | 0 | - | 0 | 0 | 0 | 0 | 0 | 0 | 0 | - | Inactive
| 1 | 3 | 2.2.5.38 | 0.6/1kV CU/XLPE/PVC Cable - 2C+E - 185+95㎟ | - | POWER AND CONTROL CABLE | 0 | 0 | 0 | 0 | 0 | 0 | 0 | 0 | 0 | 0 | 0 | - | 0 | 0 | 0 | 0 | 0 | 0 | 0 | - | Inactive
| 1 | 3 | 2.2.5.39 | 0.6/1kV CU/XLPE/PVC Cable - 2C+E - 240+120㎟ | - | POWER AND CONTROL CABLE | 0 | 0 | 0 | 0 | 0 | 0 | 0 | 0 | 0 | 0 | 0 | - | 0 | 0 | 0 | 0 | 0 | 0 | 0 | - | Inactive
| 1 | 3 | 2.2.5.40 | 0.6/1kV CU/XLPE/PVC Cable - 4C - 4㎟ | - | POWER AND CONTROL CABLE | 0 | 0 | 0 | 0 | 0 | 0 | 0 | 0 | 0 | 0 | 0 | - | 0 | 0 | 0 | 0 | 0 | 0 | 0 | - | Inactive
| 1 | 3 | 2.2.5.41 | 0.6/1kV CU/XLPE/PVC Cable - 4C - 6㎟ | - | POWER AND CONTROL CABLE | 0 | 0 | 0 | 0 | 0 | 0 | 0 | 0 | 0 | 0 | 0 | - | 0 | 0 | 0 | 0 | 0 | 0 | 0 | - | Inactive
| 1 | 3 | 2.2.5.42 | 0.6/1kV CU/XLPE/PVC Cable - 4C - 10㎟ | - | POWER AND CONTROL CABLE | 0 | 0 | 0 | 0 | 0 | 0 | 0 | 0 | 0 | 0 | 0 | - | 0 | 0 | 0 | 0 | 0 | 0 | 0 | - | Inactive
| 1 | 3 | 2.2.5.43 | 0.6/1kV CU/XLPE/PVC Cable - 4C - 16㎟ | - | POWER AND CONTROL CABLE | 0 | 0 | 0 | 0 | 0 | 0 | 0 | 0 | 0 | 0 | 0 | - | 0 | 0 | 0 | 0 | 0 | 0 | 0 | - | Inactive
| 1 | 3 | 2.2.5.44 | 0.6/1kV CU/XLPE/PVC Cable - 4C - 25㎟ | - | POWER AND CONTROL CABLE | 0 | 0 | 0 | 0 | 0 | 0 | 0 | 0 | 0 | 0 | 0 | - | 0 | 0 | 0 | 0 | 0 | 0 | 0 | - | Inactive
| 1 | 3 | 2.2.5.45 | 0.6/1kV CU/XLPE/PVC Cable - 4C - 35㎟ | - | POWER AND CONTROL CABLE | 0 | 0 | 0 | 0 | 0 | 0 | 0 | 0 | 0 | 0 | 0 | - | 0 | 0 | 0 | 0 | 0 | 0 | 0 | - | Inactive
| 1 | 3 | 2.2.5.46 | 0.6/1kV CU/XLPE/PVC Cable - 4C - 50㎟ | - | POWER AND CONTROL CABLE | 0 | 0 | 0 | 0 | 0 | 0 | 0 | 0 | 0 | 0 | 0 | - | 0 | 0 | 0 | 0 | 0 | 0 | 0 | - | Inactive
| 1 | 3 | 2.2.5.47 | 0.6/1kV CU/XLPE/PVC Cable - 4C - 70㎟ | - | POWER AND CONTROL CABLE | 0 | 0 | 0 | 0 | 0 | 0 | 0 | 0 | 0 | 0 | 0 | - | 0 | 0 | 0 | 0 | 0 | 0 | 0 | - | Inactive
| 1 | 3 | 2.2.5.48 | 0.6/1kV CU/XLPE/PVC Cable - 4C - 95㎟ | - | POWER AND CONTROL CABLE | 0 | 0 | 0 | 0 | 0 | 0 | 0 | 0 | 0 | 0 | 0 | - | 0 | 0 | 0 | 0 | 0 | 0 | 0 | - | Inactive
| 1 | 3 | 2.2.5.49 | 0.6/1kV CU/XLPE/PVC Cable - 4C - 120㎟ | - | POWER AND CONTROL CABLE | 0 | 0 | 0 | 0 | 0 | 0 | 0 | 0 | 0 | 0 | 0 | - | 0 | 0 | 0 | 0 | 0 | 0 | 0 | - | Inactive
| 1 | 3 | 2.2.5.50 | 0.6/1kV CU/XLPE/PVC Cable - 4C - 150㎟ | - | POWER AND CONTROL CABLE | 0 | 0 | 0 | 0 | 0 | 0 | 0 | 0 | 0 | 0 | 0 | - | 0 | 0 | 0 | 0 | 0 | 0 | 0 | - | Inactive
| 1 | 3 | 2.2.5.51 | 0.6/1kV CU/XLPE/PVC Cable - 4C - 185㎟ | - | POWER AND CONTROL CABLE | 0 | 0 | 0 | 0 | 0 | 0 | 0 | 0 | 0 | 0 | 0 | - | 0 | 0 | 0 | 0 | 0 | 0 | 0 | - | Inactive
| 1 | 3 | 2.2.5.52 | 0.6/1kV CU/XLPE/PVC Cable - 4C - 240㎟ | - | POWER AND CONTROL CABLE | 0 | 0 | 0 | 0 | 0 | 0 | 0 | 0 | 0 | 0 | 0 | - | 0 | 0 | 0 | 0 | 0 | 0 | 0 | - | Inactive
| 1 | 3 | 2.2.5.53 | 0.6/1kV CU/XLPE/PVC Cable - 3C - 4㎟ | - | POWER AND CONTROL CABLE | 0 | 0 | 0 | 0 | 0 | 0 | 0 | 0 | 0 | 0 | 0 | - | 0 | 0 | 0 | 0 | 0 | 0 | 0 | - | Inactive
| 1 | 3 | 2.2.5.54 | 0.6/1kV CU/XLPE/PVC Cable - 3C - 6㎟ | - | POWER AND CONTROL CABLE | 0 | 0 | 0 | 0 | 0 | 0 | 0 | 0 | 0 | 0 | 0 | - | 0 | 0 | 0 | 0 | 0 | 0 | 0 | - | Inactive
| 1 | 3 | 2.2.5.55 | 0.6/1kV CU/XLPE/PVC Cable - 3C - 10㎟ | - | POWER AND CONTROL CABLE | 0 | 0 | 0 | 0 | 0 | 0 | 0 | 0 | 0 | 0 | 0 | - | 0 | 0 | 0 | 0 | 0 | 0 | 0 | - | Inactive
| 1 | 3 | 2.2.5.56 | 0.6/1kV CU/XLPE/PVC Cable - 3C - 16㎟ | - | POWER AND CONTROL CABLE | 0 | 0 | 0 | 0 | 0 | 0 | 0 | 0 | 0 | 0 | 0 | - | 0 | 0 | 0 | 0 | 0 | 0 | 0 | - | Inactive
| 1 | 3 | 2.2.5.57 | 0.6/1kV CU/XLPE/PVC Cable - 3C - 25㎟ | - | POWER AND CONTROL CABLE | 0 | 0 | 0 | 0 | 0 | 0 | 0 | 0 | 0 | 0 | 0 | - | 0 | 0 | 0 | 0 | 0 | 0 | 0 | - | Inactive
| 1 | 3 | 2.2.5.58 | 0.6/1kV CU/XLPE/PVC Cable - 3C - 35㎟ | - | POWER AND CONTROL CABLE | 0 | 0 | 0 | 0 | 0 | 0 | 0 | 0 | 0 | 0 | 0 | - | 0 | 0 | 0 | 0 | 0 | 0 | 0 | - | Inactive
| 1 | 3 | 2.2.5.59 | 0.6/1kV CU/XLPE/PVC Cable - 3C - 50㎟ | - | POWER AND CONTROL CABLE | 0 | 0 | 0 | 0 | 0 | 0 | 0 | 0 | 0 | 0 | 0 | - | 0 | 0 | 0 | 0 | 0 | 0 | 0 | - | Inactive
| 1 | 3 | 2.2.5.60 | 0.6/1kV CU/XLPE/PVC Cable - 3C - 70㎟ | - | POWER AND CONTROL CABLE | 0 | 0 | 0 | 0 | 0 | 0 | 0 | 0 | 0 | 0 | 0 | - | 0 | 0 | 0 | 0 | 0 | 0 | 0 | - | Inactive
| 1 | 3 | 2.2.5.61 | 0.6/1kV CU/XLPE/PVC Cable - 3C - 95㎟ | - | POWER AND CONTROL CABLE | 0 | 0 | 0 | 0 | 0 | 0 | 0 | 0 | 0 | 0 | 0 | - | 0 | 0 | 0 | 0 | 0 | 0 | 0 | - | Inactive
| 1 | 3 | 2.2.5.62 | 0.6/1kV CU/XLPE/PVC Cable - 3C - 120㎟ | - | POWER AND CONTROL CABLE | 0 | 0 | 0 | 0 | 0 | 0 | 0 | 0 | 0 | 0 | 0 | - | 0 | 0 | 0 | 0 | 0 | 0 | 0 | - | Inactive
| 1 | 3 | 2.2.5.63 | 0.6/1kV CU/XLPE/PVC Cable - 3C - 150㎟ | - | POWER AND CONTROL CABLE | 0 | 0 | 0 | 0 | 0 | 0 | 0 | 0 | 0 | 0 | 0 | - | 0 | 0 | 0 | 0 | 0 | 0 | 0 | - | Inactive
| 1 | 3 | 2.2.5.64 | 0.6/1kV CU/XLPE/PVC Cable - 3C - 185㎟ | - | POWER AND CONTROL CABLE | 0 | 0 | 0 | 0 | 0 | 0 | 0 | 0 | 0 | 0 | 0 | - | 0 | 0 | 0 | 0 | 0 | 0 | 0 | - | Inactive
| 1 | 3 | 2.2.5.65 | 0.6/1kV CU/XLPE/PVC Cable - 3C - 240㎟ | - | POWER AND CONTROL CABLE | 0 | 0 | 0 | 0 | 0 | 0 | 0 | 0 | 0 | 0 | 0 | - | 0 | 0 | 0 | 0 | 0 | 0 | 0 | - | Inactive
| 1 | 3 | 2.2.5.66 | 0.6/1kV CU/XLPE/PVC Cable - 2C - 4㎟ | - | POWER AND CONTROL CABLE | 0 | 0 | 0 | 0 | 0 | 0 | 0 | 0 | 0 | 0 | 0 | - | 0 | 0 | 0 | 0 | 0 | 0 | 0 | - | Inactive
| 1 | 3 | 2.2.5.67 | 0.6/1kV CU/XLPE/PVC Cable - 2C - 6㎟ | - | POWER AND CONTROL CABLE | 0 | 0 | 0 | 0 | 0 | 0 | 0 | 0 | 0 | 0 | 0 | - | 0 | 0 | 0 | 0 | 0 | 0 | 0 | - | Inactive
| 1 | 3 | 2.2.5.68 | 0.6/1kV CU/XLPE/PVC Cable - 2C - 10㎟ | - | POWER AND CONTROL CABLE | 0 | 0 | 0 | 0 | 0 | 0 | 0 | 0 | 0 | 0 | 0 | - | 0 | 0 | 0 | 0 | 0 | 0 | 0 | - | Inactive
| 1 | 3 | 2.2.5.69 | 0.6/1kV CU/XLPE/PVC Cable - 2C - 16㎟ | - | POWER AND CONTROL CABLE | 0 | 0 | 0 | 0 | 0 | 0 | 0 | 0 | 0 | 0 | 0 | - | 0 | 0 | 0 | 0 | 0 | 0 | 0 | - | Inactive
| 1 | 3 | 2.2.5.70 | 0.6/1kV CU/XLPE/PVC Cable - 2C - 25㎟ | - | POWER AND CONTROL CABLE | 0 | 0 | 0 | 0 | 0 | 0 | 0 | 0 | 0 | 0 | 0 | - | 0 | 0 | 0 | 0 | 0 | 0 | 0 | - | Inactive
| 1 | 3 | 2.2.5.71 | 0.6/1kV CU/XLPE/PVC Cable - 2C - 35㎟ | - | POWER AND CONTROL CABLE | 0 | 0 | 0 | 0 | 0 | 0 | 0 | 0 | 0 | 0 | 0 | - | 0 | 0 | 0 | 0 | 0 | 0 | 0 | - | Inactive
| 1 | 3 | 2.2.5.72 | 0.6/1kV CU/XLPE/PVC Cable - 2C - 50㎟ | - | POWER AND CONTROL CABLE | 0 | 0 | 0 | 0 | 0 | 0 | 0 | 0 | 0 | 0 | 0 | - | 0 | 0 | 0 | 0 | 0 | 0 | 0 | - | Inactive
| 1 | 3 | 2.2.5.73 | 0.6/1kV CU/XLPE/PVC Cable - 2C - 70㎟ | - | POWER AND CONTROL CABLE | 0 | 0 | 0 | 0 | 0 | 0 | 0 | 0 | 0 | 0 | 0 | - | 0 | 0 | 0 | 0 | 0 | 0 | 0 | - | Inactive
| 1 | 3 | 2.2.5.74 | 0.6/1kV CU/XLPE/PVC Cable - 2C - 95㎟ | - | POWER AND CONTROL CABLE | 0 | 0 | 0 | 0 | 0 | 0 | 0 | 0 | 0 | 0 | 0 | - | 0 | 0 | 0 | 0 | 0 | 0 | 0 | - | Inactive
| 1 | 3 | 2.2.5.75 | 0.6/1kV CU/XLPE/PVC Cable - 2C - 120㎟ | - | POWER AND CONTROL CABLE | 0 | 0 | 0 | 0 | 0 | 0 | 0 | 0 | 0 | 0 | 0 | - | 0 | 0 | 0 | 0 | 0 | 0 | 0 | - | Inactive
| 1 | 3 | 2.2.5.76 | 0.6/1kV CU/XLPE/PVC Cable - 2C - 150㎟ | - | POWER AND CONTROL CABLE | 0 | 0 | 0 | 0 | 0 | 0 | 0 | 0 | 0 | 0 | 0 | - | 0 | 0 | 0 | 0 | 0 | 0 | 0 | - | Inactive
| 1 | 3 | 2.2.5.77 | 0.6/1kV CU/XLPE/PVC Cable - 2C - 185㎟ | - | POWER AND CONTROL CABLE | 0 | 0 | 0 | 0 | 0 | 0 | 0 | 0 | 0 | 0 | 0 | - | 0 | 0 | 0 | 0 | 0 | 0 | 0 | - | Inactive
| 1 | 3 | 2.2.5.78 | 0.6/1kV CU/XLPE/PVC Cable - 2C - 240㎟ | - | POWER AND CONTROL CABLE | 0 | 0 | 0 | 0 | 0 | 0 | 0 | 0 | 0 | 0 | 0 | - | 0 | 0 | 0 | 0 | 0 | 0 | 0 | - | Inactive
| 1 | 3 | 2.2.5.79 | 0.6/1kV CU/XLPE/PVC Cable - 1C - 240㎟ | - | POWER AND CONTROL CABLE | 0 | 0 | 0 | 0 | 0 | 0 | 0 | 0 | 0 | 0 | 0 | - | 0 | 0 | 0 | 0 | 0 | 0 | 0 | - | Inactive
| 1 | 3 | 2.2.5.80 | 0.6/1kV CU/XLPE/PVC Cable - 1C - 300㎟ | - | POWER AND CONTROL CABLE | 0 | 0 | 0 | 0 | 0 | 0 | 0 | 0 | 0 | 0 | 0 | - | 0 | 0 | 0 | 0 | 0 | 0 | 0 | - | Inactive
| 1 | 3 | 2.2.5.81 | 0.6/1kV CU/XLPE/PVC Cable - 1C - 400㎟ | - | POWER AND CONTROL CABLE | 0 | 0 | 0 | 0 | 0 | 0 | 0 | 0 | 0 | 0 | 0 | - | 0 | 0 | 0 | 0 | 0 | 0 | 0 | - | Inactive
| 1 | 3 | 2.2.5.82 | 0.6/1kV CU/XLPE/PVC Cable - 1C - 500㎟ | - | POWER AND CONTROL CABLE | 0 | 0 | 0 | 0 | 0 | 0 | 0 | 0 | 0 | 0 | 0 | - | 0 | 0 | 0 | 0 | 0 | 0 | 0 | - | Inactive
| 1 | 3 | 2.2.5.83 | 0.6/1kV CU/XLPE/PVC Cable - 1C - 630㎟ | - | POWER AND CONTROL CABLE | 0 | 0 | 0 | 0 | 0 | 0 | 0 | 0 | 0 | 0 | 0 | - | 0 | 0 | 0 | 0 | 0 | 0 | 0 | - | Inactive
| 0 | 2 | 2.2.6 | Low Voltage Power Cable (CU/MGT/XLPE/PVC), Flame Retardant & Fire Resistant - EWLV8 | - | POWER AND CONTROL CABLE | 0 | 0 | 0 | 0 | 0 | 0 | 0 | 0 | 0 | 0 | 0 | - | 0 | 0 | 0 | 0 | 0 | 0 | 0 | - | Inactive
| 1 | 3 | 2.2.6.1 | 0.6/1kV CU/MGT/XLPE/PVC Cable - 4C+E - 4+4㎟ | - | POWER AND CONTROL CABLE | 0 | 0 | 0 | 0 | 0 | 0 | 0 | 0 | 0 | 0 | 0 | - | 0 | 0 | 0 | 0 | 0 | 0 | 0 | - | Inactive
| 1 | 3 | 2.2.6.2 | 0.6/1kV CU/MGT/XLPE/PVC Cable - 4C+E - 6+6㎟ | - | POWER AND CONTROL CABLE | 0 | 0 | 0 | 0 | 0 | 0 | 0 | 0 | 0 | 0 | 0 | - | 0 | 0 | 0 | 0 | 0 | 0 | 0 | - | Inactive
| 1 | 3 | 2.2.6.3 | 0.6/1kV CU/MGT/XLPE/PVC Cable - 4C+E - 10+10㎟ | - | POWER AND CONTROL CABLE | 0 | 0 | 0 | 0 | 0 | 0 | 0 | 0 | 0 | 0 | 0 | - | 0 | 0 | 0 | 0 | 0 | 0 | 0 | - | Inactive
| 1 | 3 | 2.2.6.4 | 0.6/1kV CU/MGT/XLPE/PVC Cable - 4C+E - 16+16㎟ | - | POWER AND CONTROL CABLE | 0 | 0 | 0 | 0 | 0 | 0 | 0 | 0 | 0 | 0 | 0 | - | 0 | 0 | 0 | 0 | 0 | 0 | 0 | - | Inactive
| 1 | 3 | 2.2.6.5 | 0.6/1kV CU/MGT/XLPE/PVC Cable - 4C+E - 25+16㎟ | - | POWER AND CONTROL CABLE | 0 | 0 | 0 | 0 | 0 | 0 | 0 | 0 | 0 | 0 | 0 | - | 0 | 0 | 0 | 0 | 0 | 0 | 0 | - | Inactive
| 1 | 3 | 2.2.6.6 | 0.6/1kV CU/MGT/XLPE/PVC Cable - 4C+E - 35+25㎟ | - | POWER AND CONTROL CABLE | 0 | 0 | 0 | 0 | 0 | 0 | 0 | 0 | 0 | 0 | 0 | - | 0 | 0 | 0 | 0 | 0 | 0 | 0 | - | Inactive
| 1 | 3 | 2.2.6.7 | 0.6/1kV CU/MGT/XLPE/PVC Cable - 4C+E - 50+25㎟ | - | POWER AND CONTROL CABLE | 0 | 0 | 0 | 0 | 0 | 0 | 0 | 0 | 0 | 0 | 0 | - | 0 | 0 | 0 | 0 | 0 | 0 | 0 | - | Inactive
| 1 | 3 | 2.2.6.8 | 0.6/1kV CU/MGT/XLPE/PVC Cable - 4C+E - 70+35㎟ | - | POWER AND CONTROL CABLE | 0 | 0 | 0 | 0 | 0 | 0 | 0 | 0 | 0 | 0 | 0 | - | 0 | 0 | 0 | 0 | 0 | 0 | 0 | - | Inactive
| 1 | 3 | 2.2.6.9 | 0.6/1kV CU/MGT/XLPE/PVC Cable - 4C+E - 95+50㎟ | - | POWER AND CONTROL CABLE | 0 | 0 | 0 | 0 | 0 | 0 | 0 | 0 | 0 | 0 | 0 | - | 0 | 0 | 0 | 0 | 0 | 0 | 0 | - | Inactive
| 1 | 3 | 2.2.6.10 | 0.6/1kV CU/MGT/XLPE/PVC Cable - 4C+E - 120+70㎟ | - | POWER AND CONTROL CABLE | 0 | 0 | 0 | 0 | 0 | 0 | 0 | 0 | 0 | 0 | 0 | - | 0 | 0 | 0 | 0 | 0 | 0 | 0 | - | Inactive
| 1 | 3 | 2.2.6.11 | 0.6/1kV CU/MGT/XLPE/PVC Cable - 4C+E - 150+95㎟ | - | POWER AND CONTROL CABLE | 0 | 0 | 0 | 0 | 0 | 0 | 0 | 0 | 0 | 0 | 0 | - | 0 | 0 | 0 | 0 | 0 | 0 | 0 | - | Inactive
| 1 | 3 | 2.2.6.12 | 0.6/1kV CU/MGT/XLPE/PVC Cable - 4C+E - 185+95㎟ | - | POWER AND CONTROL CABLE | 0 | 0 | 0 | 0 | 0 | 0 | 0 | 0 | 0 | 0 | 0 | - | 0 | 0 | 0 | 0 | 0 | 0 | 0 | - | Inactive
| 1 | 3 | 2.2.6.13 | 0.6/1kV CU/MGT/XLPE/PVC Cable - 4C+E - 240+120㎟ | - | POWER AND CONTROL CABLE | 0 | 0 | 0 | 0 | 0 | 0 | 0 | 0 | 0 | 0 | 0 | - | 0 | 0 | 0 | 0 | 0 | 0 | 0 | - | Inactive
| 1 | 3 | 2.2.6.14 | 0.6/1kV CU/MGT/XLPE/PVC Cable - 3C+E - 4+4㎟ | - | POWER AND CONTROL CABLE | 0 | 0 | 0 | 0 | 0 | 0 | 0 | 0 | 0 | 0 | 0 | - | 0 | 0 | 0 | 0 | 0 | 0 | 0 | - | Inactive
| 1 | 3 | 2.2.6.15 | 0.6/1kV CU/MGT/XLPE/PVC Cable - 3C+E - 6+6㎟ | - | POWER AND CONTROL CABLE | 0 | 0 | 0 | 0 | 0 | 0 | 0 | 0 | 0 | 0 | 0 | - | 0 | 0 | 0 | 0 | 0 | 0 | 0 | - | Inactive
| 1 | 3 | 2.2.6.16 | 0.6/1kV CU/MGT/XLPE/PVC Cable - 3C+E - 10+10㎟ | - | POWER AND CONTROL CABLE | 0 | 0 | 0 | 0 | 0 | 0 | 0 | 0 | 0 | 0 | 0 | - | 0 | 0 | 0 | 0 | 0 | 0 | 0 | - | Inactive
| 1 | 3 | 2.2.6.17 | 0.6/1kV CU/MGT/XLPE/PVC Cable - 3C+E - 16+16㎟ | - | POWER AND CONTROL CABLE | 0 | 0 | 0 | 0 | 0 | 0 | 0 | 0 | 0 | 0 | 0 | - | 0 | 0 | 0 | 0 | 0 | 0 | 0 | - | Inactive
| 1 | 3 | 2.2.6.18 | 0.6/1kV CU/MGT/XLPE/PVC Cable - 3C+E - 25+16㎟ | - | POWER AND CONTROL CABLE | 0 | 0 | 0 | 0 | 0 | 0 | 0 | 0 | 0 | 0 | 0 | - | 0 | 0 | 0 | 0 | 0 | 0 | 0 | - | Inactive
| 1 | 3 | 2.2.6.19 | 0.6/1kV CU/MGT/XLPE/PVC Cable - 3C+E - 35+25㎟ | - | POWER AND CONTROL CABLE | 0 | 0 | 0 | 0 | 0 | 0 | 0 | 0 | 0 | 0 | 0 | - | 0 | 0 | 0 | 0 | 0 | 0 | 0 | - | Inactive
| 1 | 3 | 2.2.6.20 | 0.6/1kV CU/MGT/XLPE/PVC Cable - 3C+E - 50+25㎟ | - | POWER AND CONTROL CABLE | 0 | 0 | 0 | 0 | 0 | 0 | 0 | 0 | 0 | 0 | 0 | - | 0 | 0 | 0 | 0 | 0 | 0 | 0 | - | Inactive
| 1 | 3 | 2.2.6.21 | 0.6/1kV CU/MGT/XLPE/PVC Cable - 3C+E - 70+35㎟ | - | POWER AND CONTROL CABLE | 0 | 0 | 0 | 0 | 0 | 0 | 0 | 0 | 0 | 0 | 0 | - | 0 | 0 | 0 | 0 | 0 | 0 | 0 | - | Inactive
| 1 | 3 | 2.2.6.22 | 0.6/1kV CU/MGT/XLPE/PVC Cable - 3C+E - 95+50㎟ | - | POWER AND CONTROL CABLE | 0 | 0 | 0 | 0 | 0 | 0 | 0 | 0 | 0 | 0 | 0 | - | 0 | 0 | 0 | 0 | 0 | 0 | 0 | - | Inactive
| 1 | 3 | 2.2.6.23 | 0.6/1kV CU/MGT/XLPE/PVC Cable - 3C+E - 120+70㎟ | - | POWER AND CONTROL CABLE | 0 | 0 | 0 | 0 | 0 | 0 | 0 | 0 | 0 | 0 | 0 | - | 0 | 0 | 0 | 0 | 0 | 0 | 0 | - | Inactive
| 1 | 3 | 2.2.6.24 | 0.6/1kV CU/MGT/XLPE/PVC Cable - 3C+E - 150+95㎟ | - | POWER AND CONTROL CABLE | 0 | 0 | 0 | 0 | 0 | 0 | 0 | 0 | 0 | 0 | 0 | - | 0 | 0 | 0 | 0 | 0 | 0 | 0 | - | Inactive
| 1 | 3 | 2.2.6.25 | 0.6/1kV CU/MGT/XLPE/PVC Cable - 3C+E - 185+95㎟ | - | POWER AND CONTROL CABLE | 0 | 0 | 0 | 0 | 0 | 0 | 0 | 0 | 0 | 0 | 0 | - | 0 | 0 | 0 | 0 | 0 | 0 | 0 | - | Inactive
| 1 | 3 | 2.2.6.26 | 0.6/1kV CU/MGT/XLPE/PVC Cable - 3C+E - 240+120㎟ | - | POWER AND CONTROL CABLE | 0 | 0 | 0 | 0 | 0 | 0 | 0 | 0 | 0 | 0 | 0 | - | 0 | 0 | 0 | 0 | 0 | 0 | 0 | - | Inactive
| 1 | 3 | 2.2.6.27 | 0.6/1kV CU/MGT/XLPE/PVC Cable - 2C+E - 4+4㎟ | - | POWER AND CONTROL CABLE | 0 | 0 | 0 | 0 | 0 | 0 | 0 | 0 | 0 | 0 | 0 | - | 0 | 0 | 0 | 0 | 0 | 0 | 0 | - | Inactive
| 1 | 3 | 2.2.6.28 | 0.6/1kV CU/MGT/XLPE/PVC Cable - 2C+E - 6+6㎟ | - | POWER AND CONTROL CABLE | 0 | 0 | 0 | 0 | 0 | 0 | 0 | 0 | 0 | 0 | 0 | - | 0 | 0 | 0 | 0 | 0 | 0 | 0 | - | Inactive
| 1 | 3 | 2.2.6.29 | 0.6/1kV CU/MGT/XLPE/PVC Cable - 2C+E - 10+10㎟ | - | POWER AND CONTROL CABLE | 0 | 0 | 0 | 0 | 0 | 0 | 0 | 0 | 0 | 0 | 0 | - | 0 | 0 | 0 | 0 | 0 | 0 | 0 | - | Inactive
| 1 | 3 | 2.2.6.30 | 0.6/1kV CU/MGT/XLPE/PVC Cable - 2C+E - 16+16㎟ | - | POWER AND CONTROL CABLE | 0 | 0 | 0 | 0 | 0 | 0 | 0 | 0 | 0 | 0 | 0 | - | 0 | 0 | 0 | 0 | 0 | 0 | 0 | - | Inactive
| 1 | 3 | 2.2.6.31 | 0.6/1kV CU/MGT/XLPE/PVC Cable - 2C+E - 25+16㎟ | - | POWER AND CONTROL CABLE | 0 | 0 | 0 | 0 | 0 | 0 | 0 | 0 | 0 | 0 | 0 | - | 0 | 0 | 0 | 0 | 0 | 0 | 0 | - | Inactive
| 1 | 3 | 2.2.6.32 | 0.6/1kV CU/MGT/XLPE/PVC Cable - 2C+E - 35+25㎟ | - | POWER AND CONTROL CABLE | 0 | 0 | 0 | 0 | 0 | 0 | 0 | 0 | 0 | 0 | 0 | - | 0 | 0 | 0 | 0 | 0 | 0 | 0 | - | Inactive
| 1 | 3 | 2.2.6.33 | 0.6/1kV CU/MGT/XLPE/PVC Cable - 2C+E - 50+25㎟ | - | POWER AND CONTROL CABLE | 0 | 0 | 0 | 0 | 0 | 0 | 0 | 0 | 0 | 0 | 0 | - | 0 | 0 | 0 | 0 | 0 | 0 | 0 | - | Inactive
| 1 | 3 | 2.2.6.34 | 0.6/1kV CU/MGT/XLPE/PVC Cable - 2C+E - 70+35㎟ | - | POWER AND CONTROL CABLE | 0 | 0 | 0 | 0 | 0 | 0 | 0 | 0 | 0 | 0 | 0 | - | 0 | 0 | 0 | 0 | 0 | 0 | 0 | - | Inactive
| 1 | 3 | 2.2.6.35 | 0.6/1kV CU/MGT/XLPE/PVC Cable - 2C+E - 95+50㎟ | - | POWER AND CONTROL CABLE | 0 | 0 | 0 | 0 | 0 | 0 | 0 | 0 | 0 | 0 | 0 | - | 0 | 0 | 0 | 0 | 0 | 0 | 0 | - | Inactive
| 1 | 3 | 2.2.6.36 | 0.6/1kV CU/MGT/XLPE/PVC Cable - 2C+E - 120+70㎟ | - | POWER AND CONTROL CABLE | 0 | 0 | 0 | 0 | 0 | 0 | 0 | 0 | 0 | 0 | 0 | - | 0 | 0 | 0 | 0 | 0 | 0 | 0 | - | Inactive
| 1 | 3 | 2.2.6.37 | 0.6/1kV CU/MGT/XLPE/PVC Cable - 2C+E - 150+95㎟ | - | POWER AND CONTROL CABLE | 0 | 0 | 0 | 0 | 0 | 0 | 0 | 0 | 0 | 0 | 0 | - | 0 | 0 | 0 | 0 | 0 | 0 | 0 | - | Inactive
| 1 | 3 | 2.2.6.38 | 0.6/1kV CU/MGT/XLPE/PVC Cable - 2C+E - 185+95㎟ | - | POWER AND CONTROL CABLE | 0 | 0 | 0 | 0 | 0 | 0 | 0 | 0 | 0 | 0 | 0 | - | 0 | 0 | 0 | 0 | 0 | 0 | 0 | - | Inactive
| 1 | 3 | 2.2.6.39 | 0.6/1kV CU/MGT/XLPE/PVC Cable - 2C+E - 240+120㎟ | - | POWER AND CONTROL CABLE | 0 | 0 | 0 | 0 | 0 | 0 | 0 | 0 | 0 | 0 | 0 | - | 0 | 0 | 0 | 0 | 0 | 0 | 0 | - | Inactive
| 1 | 3 | 2.2.6.40 | 0.6/1kV CU/MGT/XLPE/PVC Cable - 4C - 4㎟ | - | POWER AND CONTROL CABLE | 0 | 0 | 0 | 0 | 0 | 0 | 0 | 0 | 0 | 0 | 0 | - | 0 | 0 | 0 | 0 | 0 | 0 | 0 | - | Inactive
| 1 | 3 | 2.2.6.41 | 0.6/1kV CU/MGT/XLPE/PVC Cable - 4C - 6㎟ | - | POWER AND CONTROL CABLE | 0 | 0 | 0 | 0 | 0 | 0 | 0 | 0 | 0 | 0 | 0 | - | 0 | 0 | 0 | 0 | 0 | 0 | 0 | - | Inactive
| 1 | 3 | 2.2.6.42 | 0.6/1kV CU/MGT/XLPE/PVC Cable - 4C - 10㎟ | - | POWER AND CONTROL CABLE | 0 | 0 | 0 | 0 | 0 | 0 | 0 | 0 | 0 | 0 | 0 | - | 0 | 0 | 0 | 0 | 0 | 0 | 0 | - | Inactive
| 1 | 3 | 2.2.6.43 | 0.6/1kV CU/MGT/XLPE/PVC Cable - 4C - 16㎟ | - | POWER AND CONTROL CABLE | 0 | 0 | 0 | 0 | 0 | 0 | 0 | 0 | 0 | 0 | 0 | - | 0 | 0 | 0 | 0 | 0 | 0 | 0 | - | Inactive
| 1 | 3 | 2.2.6.44 | 0.6/1kV CU/MGT/XLPE/PVC Cable - 4C - 25㎟ | - | POWER AND CONTROL CABLE | 0 | 0 | 0 | 0 | 0 | 0 | 0 | 0 | 0 | 0 | 0 | - | 0 | 0 | 0 | 0 | 0 | 0 | 0 | - | Inactive
| 1 | 3 | 2.2.6.45 | 0.6/1kV CU/MGT/XLPE/PVC Cable - 4C - 35㎟ | - | POWER AND CONTROL CABLE | 0 | 0 | 0 | 0 | 0 | 0 | 0 | 0 | 0 | 0 | 0 | - | 0 | 0 | 0 | 0 | 0 | 0 | 0 | - | Inactive
| 1 | 3 | 2.2.6.46 | 0.6/1kV CU/MGT/XLPE/PVC Cable - 4C - 50㎟ | - | POWER AND CONTROL CABLE | 0 | 0 | 0 | 0 | 0 | 0 | 0 | 0 | 0 | 0 | 0 | - | 0 | 0 | 0 | 0 | 0 | 0 | 0 | - | Inactive
| 1 | 3 | 2.2.6.47 | 0.6/1kV CU/MGT/XLPE/PVC Cable - 4C - 70㎟ | - | POWER AND CONTROL CABLE | 0 | 0 | 0 | 0 | 0 | 0 | 0 | 0 | 0 | 0 | 0 | - | 0 | 0 | 0 | 0 | 0 | 0 | 0 | - | Inactive
| 1 | 3 | 2.2.6.48 | 0.6/1kV CU/MGT/XLPE/PVC Cable - 4C - 95㎟ | - | POWER AND CONTROL CABLE | 0 | 0 | 0 | 0 | 0 | 0 | 0 | 0 | 0 | 0 | 0 | - | 0 | 0 | 0 | 0 | 0 | 0 | 0 | - | Inactive
| 1 | 3 | 2.2.6.49 | 0.6/1kV CU/MGT/XLPE/PVC Cable - 4C - 120㎟ | - | POWER AND CONTROL CABLE | 0 | 0 | 0 | 0 | 0 | 0 | 0 | 0 | 0 | 0 | 0 | - | 0 | 0 | 0 | 0 | 0 | 0 | 0 | - | Inactive
| 1 | 3 | 2.2.6.50 | 0.6/1kV CU/MGT/XLPE/PVC Cable - 4C - 150㎟ | - | POWER AND CONTROL CABLE | 0 | 0 | 0 | 0 | 0 | 0 | 0 | 0 | 0 | 0 | 0 | - | 0 | 0 | 0 | 0 | 0 | 0 | 0 | - | Inactive
| 1 | 3 | 2.2.6.51 | 0.6/1kV CU/MGT/XLPE/PVC Cable - 4C - 185㎟ | - | POWER AND CONTROL CABLE | 0 | 0 | 0 | 0 | 0 | 0 | 0 | 0 | 0 | 0 | 0 | - | 0 | 0 | 0 | 0 | 0 | 0 | 0 | - | Inactive
| 1 | 3 | 2.2.6.52 | 0.6/1kV CU/MGT/XLPE/PVC Cable - 4C - 240㎟ | - | POWER AND CONTROL CABLE | 0 | 0 | 0 | 0 | 0 | 0 | 0 | 0 | 0 | 0 | 0 | - | 0 | 0 | 0 | 0 | 0 | 0 | 0 | - | Inactive
| 1 | 3 | 2.2.6.53 | 0.6/1kV CU/MGT/XLPE/PVC Cable - 3C - 4㎟ | - | POWER AND CONTROL CABLE | 0 | 0 | 0 | 0 | 0 | 0 | 0 | 0 | 0 | 0 | 0 | - | 0 | 0 | 0 | 0 | 0 | 0 | 0 | - | Inactive
| 1 | 3 | 2.2.6.54 | 0.6/1kV CU/MGT/XLPE/PVC Cable - 3C - 6㎟ | - | POWER AND CONTROL CABLE | 0 | 0 | 0 | 0 | 0 | 0 | 0 | 0 | 0 | 0 | 0 | - | 0 | 0 | 0 | 0 | 0 | 0 | 0 | - | Inactive
| 1 | 3 | 2.2.6.55 | 0.6/1kV CU/MGT/XLPE/PVC Cable - 3C - 10㎟ | - | POWER AND CONTROL CABLE | 0 | 0 | 0 | 0 | 0 | 0 | 0 | 0 | 0 | 0 | 0 | - | 0 | 0 | 0 | 0 | 0 | 0 | 0 | - | Inactive
| 1 | 3 | 2.2.6.56 | 0.6/1kV CU/MGT/XLPE/PVC Cable - 3C - 16㎟ | - | POWER AND CONTROL CABLE | 0 | 0 | 0 | 0 | 0 | 0 | 0 | 0 | 0 | 0 | 0 | - | 0 | 0 | 0 | 0 | 0 | 0 | 0 | - | Inactive
| 1 | 3 | 2.2.6.57 | 0.6/1kV CU/MGT/XLPE/PVC Cable - 3C - 25㎟ | - | POWER AND CONTROL CABLE | 0 | 0 | 0 | 0 | 0 | 0 | 0 | 0 | 0 | 0 | 0 | - | 0 | 0 | 0 | 0 | 0 | 0 | 0 | - | Inactive
| 1 | 3 | 2.2.6.58 | 0.6/1kV CU/MGT/XLPE/PVC Cable - 3C - 35㎟ | - | POWER AND CONTROL CABLE | 0 | 0 | 0 | 0 | 0 | 0 | 0 | 0 | 0 | 0 | 0 | - | 0 | 0 | 0 | 0 | 0 | 0 | 0 | - | Inactive
| 1 | 3 | 2.2.6.59 | 0.6/1kV CU/MGT/XLPE/PVC Cable - 3C - 50㎟ | - | POWER AND CONTROL CABLE | 0 | 0 | 0 | 0 | 0 | 0 | 0 | 0 | 0 | 0 | 0 | - | 0 | 0 | 0 | 0 | 0 | 0 | 0 | - | Inactive
| 1 | 3 | 2.2.6.60 | 0.6/1kV CU/MGT/XLPE/PVC Cable - 3C - 70㎟ | - | POWER AND CONTROL CABLE | 0 | 0 | 0 | 0 | 0 | 0 | 0 | 0 | 0 | 0 | 0 | - | 0 | 0 | 0 | 0 | 0 | 0 | 0 | - | Inactive
| 1 | 3 | 2.2.6.61 | 0.6/1kV CU/MGT/XLPE/PVC Cable - 3C - 95㎟ | - | POWER AND CONTROL CABLE | 0 | 0 | 0 | 0 | 0 | 0 | 0 | 0 | 0 | 0 | 0 | - | 0 | 0 | 0 | 0 | 0 | 0 | 0 | - | Inactive
| 1 | 3 | 2.2.6.62 | 0.6/1kV CU/MGT/XLPE/PVC Cable - 3C - 120㎟ | - | POWER AND CONTROL CABLE | 0 | 0 | 0 | 0 | 0 | 0 | 0 | 0 | 0 | 0 | 0 | - | 0 | 0 | 0 | 0 | 0 | 0 | 0 | - | Inactive
| 1 | 3 | 2.2.6.63 | 0.6/1kV CU/MGT/XLPE/PVC Cable - 3C - 150㎟ | - | POWER AND CONTROL CABLE | 0 | 0 | 0 | 0 | 0 | 0 | 0 | 0 | 0 | 0 | 0 | - | 0 | 0 | 0 | 0 | 0 | 0 | 0 | - | Inactive
| 1 | 3 | 2.2.6.64 | 0.6/1kV CU/MGT/XLPE/PVC Cable - 3C - 185㎟ | - | POWER AND CONTROL CABLE | 0 | 0 | 0 | 0 | 0 | 0 | 0 | 0 | 0 | 0 | 0 | - | 0 | 0 | 0 | 0 | 0 | 0 | 0 | - | Inactive
| 1 | 3 | 2.2.6.65 | 0.6/1kV CU/MGT/XLPE/PVC Cable - 3C - 240㎟ | - | POWER AND CONTROL CABLE | 0 | 0 | 0 | 0 | 0 | 0 | 0 | 0 | 0 | 0 | 0 | - | 0 | 0 | 0 | 0 | 0 | 0 | 0 | - | Inactive
| 1 | 3 | 2.2.6.66 | 0.6/1kV CU/MGT/XLPE/PVC Cable - 2C - 4㎟ | - | POWER AND CONTROL CABLE | 0 | 0 | 0 | 0 | 0 | 0 | 0 | 0 | 0 | 0 | 0 | - | 0 | 0 | 0 | 0 | 0 | 0 | 0 | - | Inactive
| 1 | 3 | 2.2.6.67 | 0.6/1kV CU/MGT/XLPE/PVC Cable - 2C - 6㎟ | - | POWER AND CONTROL CABLE | 0 | 0 | 0 | 0 | 0 | 0 | 0 | 0 | 0 | 0 | 0 | - | 0 | 0 | 0 | 0 | 0 | 0 | 0 | - | Inactive
| 1 | 3 | 2.2.6.68 | 0.6/1kV CU/MGT/XLPE/PVC Cable - 2C - 10㎟ | - | POWER AND CONTROL CABLE | 0 | 0 | 0 | 0 | 0 | 0 | 0 | 0 | 0 | 0 | 0 | - | 0 | 0 | 0 | 0 | 0 | 0 | 0 | - | Inactive
| 1 | 3 | 2.2.6.69 | 0.6/1kV CU/MGT/XLPE/PVC Cable - 2C - 16㎟ | - | POWER AND CONTROL CABLE | 0 | 0 | 0 | 0 | 0 | 0 | 0 | 0 | 0 | 0 | 0 | - | 0 | 0 | 0 | 0 | 0 | 0 | 0 | - | Inactive
| 1 | 3 | 2.2.6.70 | 0.6/1kV CU/MGT/XLPE/PVC Cable - 2C - 25㎟ | - | POWER AND CONTROL CABLE | 0 | 0 | 0 | 0 | 0 | 0 | 0 | 0 | 0 | 0 | 0 | - | 0 | 0 | 0 | 0 | 0 | 0 | 0 | - | Inactive
| 1 | 3 | 2.2.6.71 | 0.6/1kV CU/MGT/XLPE/PVC Cable - 2C - 35㎟ | - | POWER AND CONTROL CABLE | 0 | 0 | 0 | 0 | 0 | 0 | 0 | 0 | 0 | 0 | 0 | - | 0 | 0 | 0 | 0 | 0 | 0 | 0 | - | Inactive
| 1 | 3 | 2.2.6.72 | 0.6/1kV CU/MGT/XLPE/PVC Cable - 2C - 50㎟ | - | POWER AND CONTROL CABLE | 0 | 0 | 0 | 0 | 0 | 0 | 0 | 0 | 0 | 0 | 0 | - | 0 | 0 | 0 | 0 | 0 | 0 | 0 | - | Inactive
| 1 | 3 | 2.2.6.73 | 0.6/1kV CU/MGT/XLPE/PVC Cable - 2C - 70㎟ | - | POWER AND CONTROL CABLE | 0 | 0 | 0 | 0 | 0 | 0 | 0 | 0 | 0 | 0 | 0 | - | 0 | 0 | 0 | 0 | 0 | 0 | 0 | - | Inactive
| 1 | 3 | 2.2.6.74 | 0.6/1kV CU/MGT/XLPE/PVC Cable - 2C - 95㎟ | - | POWER AND CONTROL CABLE | 0 | 0 | 0 | 0 | 0 | 0 | 0 | 0 | 0 | 0 | 0 | - | 0 | 0 | 0 | 0 | 0 | 0 | 0 | - | Inactive
| 1 | 3 | 2.2.6.75 | 0.6/1kV CU/MGT/XLPE/PVC Cable - 2C - 120㎟ | - | POWER AND CONTROL CABLE | 0 | 0 | 0 | 0 | 0 | 0 | 0 | 0 | 0 | 0 | 0 | - | 0 | 0 | 0 | 0 | 0 | 0 | 0 | - | Inactive
| 1 | 3 | 2.2.6.76 | 0.6/1kV CU/MGT/XLPE/PVC Cable - 2C - 150㎟ | - | POWER AND CONTROL CABLE | 0 | 0 | 0 | 0 | 0 | 0 | 0 | 0 | 0 | 0 | 0 | - | 0 | 0 | 0 | 0 | 0 | 0 | 0 | - | Inactive
| 1 | 3 | 2.2.6.77 | 0.6/1kV CU/MGT/XLPE/PVC Cable - 2C - 185㎟ | - | POWER AND CONTROL CABLE | 0 | 0 | 0 | 0 | 0 | 0 | 0 | 0 | 0 | 0 | 0 | - | 0 | 0 | 0 | 0 | 0 | 0 | 0 | - | Inactive
| 1 | 3 | 2.2.6.78 | 0.6/1kV CU/MGT/XLPE/PVC Cable - 2C - 240㎟ | - | POWER AND CONTROL CABLE | 0 | 0 | 0 | 0 | 0 | 0 | 0 | 0 | 0 | 0 | 0 | - | 0 | 0 | 0 | 0 | 0 | 0 | 0 | - | Inactive
| 1 | 3 | 2.2.6.79 | 0.6/1kV CU/MGT/XLPE/PVC Cable - 1C - 240㎟ | - | POWER AND CONTROL CABLE | 0 | 0 | 0 | 0 | 0 | 0 | 0 | 0 | 0 | 0 | 0 | - | 0 | 0 | 0 | 0 | 0 | 0 | 0 | - | Inactive
| 1 | 3 | 2.2.6.80 | 0.6/1kV CU/MGT/XLPE/PVC Cable - 1C - 300㎟ | - | POWER AND CONTROL CABLE | 0 | 0 | 0 | 0 | 0 | 0 | 0 | 0 | 0 | 0 | 0 | - | 0 | 0 | 0 | 0 | 0 | 0 | 0 | - | Inactive
| 1 | 3 | 2.2.6.81 | 0.6/1kV CU/MGT/XLPE/PVC Cable - 1C - 400㎟ | - | POWER AND CONTROL CABLE | 0 | 0 | 0 | 0 | 0 | 0 | 0 | 0 | 0 | 0 | 0 | - | 0 | 0 | 0 | 0 | 0 | 0 | 0 | - | Inactive
| 1 | 3 | 2.2.6.82 | 0.6/1kV CU/MGT/XLPE/PVC Cable - 1C - 500㎟ | - | POWER AND CONTROL CABLE | 0 | 0 | 0 | 0 | 0 | 0 | 0 | 0 | 0 | 0 | 0 | - | 0 | 0 | 0 | 0 | 0 | 0 | 0 | - | Inactive
| 1 | 3 | 2.2.6.83 | 0.6/1kV CU/MGT/XLPE/PVC Cable - 1C - 630㎟ | - | POWER AND CONTROL CABLE | 0 | 0 | 0 | 0 | 0 | 0 | 0 | 0 | 0 | 0 | 0 | - | 0 | 0 | 0 | 0 | 0 | 0 | 0 | - | Inactive
| 0 | 2 | 2.2.7 | Low Voltage Power Cable for VSD motor(CU/XLPE/OS/PVC/GSWA/PVC), Flame Retardant - Type EWLVS1 | - | POWER AND CONTROL CABLE | 0 | 0 | 0 | 0 | 0 | 0 | 0 | 0 | 0 | 0 | 0 | - | 0 | 0 | 0 | 0 | 0 | 0 | 0 | - | Inactive
| 1 | 3 | 2.2.7.1 | 0.6/1kV CU/XLPE/OS/PVC/GSWA/PVC Cable - 3C+3E - 4+1.5㎟ | - | POWER AND CONTROL CABLE | 0 | 0 | 0 | 0 | 0 | 0 | 0 | 0 | 0 | 0 | 0 | - | 0 | 0 | 0 | 0 | 0 | 0 | 0 | - | Inactive
| 1 | 3 | 2.2.7.2 | 0.6/1kV CU/XLPE/OS/PVC/GSWA/PVC Cable - 3C+3E - 6+2.5㎟ | - | POWER AND CONTROL CABLE | 0 | 0 | 0 | 0 | 0 | 0 | 0 | 0 | 0 | 0 | 0 | - | 0 | 0 | 0 | 0 | 0 | 0 | 0 | - | Inactive
| 1 | 3 | 2.2.7.3 | 0.6/1kV CU/XLPE/OS/PVC/GSWA/PVC Cable - 3C+3E - 10+4㎟ | - | POWER AND CONTROL CABLE | 0 | 0 | 0 | 0 | 0 | 0 | 0 | 0 | 0 | 0 | 0 | - | 0 | 0 | 0 | 0 | 0 | 0 | 0 | - | Inactive
| 1 | 3 | 2.2.7.4 | 0.6/1kV CU/XLPE/OS/PVC/GSWA/PVC Cable - 3C+3E - 16+6㎟ | - | POWER AND CONTROL CABLE | 0 | 0 | 0 | 0 | 0 | 0 | 0 | 0 | 0 | 0 | 0 | - | 0 | 0 | 0 | 0 | 0 | 0 | 0 | - | Inactive
| 1 | 3 | 2.2.7.5 | 0.6/1kV CU/XLPE/OS/PVC/GSWA/PVC Cable - 3C+3E - 25+6㎟ | - | POWER AND CONTROL CABLE | 0 | 0 | 0 | 0 | 0 | 0 | 0 | 0 | 0 | 0 | 0 | - | 0 | 0 | 0 | 0 | 0 | 0 | 0 | - | Inactive
| 1 | 3 | 2.2.7.6 | 0.6/1kV CU/XLPE/OS/PVC/GSWA/PVC Cable - 3C+3E - 35+6㎟ | - | POWER AND CONTROL CABLE | 0 | 0 | 0 | 0 | 0 | 0 | 0 | 0 | 0 | 0 | 0 | - | 0 | 0 | 0 | 0 | 0 | 0 | 0 | - | Inactive
| 1 | 3 | 2.2.7.7 | 0.6/1kV CU/XLPE/OS/PVC/GSWA/PVC Cable - 3C+3E - 50+10㎟ | - | POWER AND CONTROL CABLE | 0 | 0 | 0 | 0 | 0 | 0 | 0 | 0 | 0 | 0 | 0 | - | 0 | 0 | 0 | 0 | 0 | 0 | 0 | - | Inactive
| 1 | 3 | 2.2.7.8 | 0.6/1kV CU/XLPE/OS/PVC/GSWA/PVC Cable - 3C+3E - 70+16㎟ | - | POWER AND CONTROL CABLE | 0 | 0 | 0 | 0 | 0 | 0 | 0 | 0 | 0 | 0 | 0 | - | 0 | 0 | 0 | 0 | 0 | 0 | 0 | - | Inactive
| 1 | 3 | 2.2.7.9 | 0.6/1kV CU/XLPE/OS/PVC/GSWA/PVC Cable - 3C+3E - 95+16㎟ | - | POWER AND CONTROL CABLE | 0 | 0 | 0 | 0 | 0 | 0 | 0 | 0 | 0 | 0 | 0 | - | 0 | 0 | 0 | 0 | 0 | 0 | 0 | - | Inactive
| 1 | 3 | 2.2.7.10 | 0.6/1kV CU/XLPE/OS/PVC/GSWA/PVC Cable - 3C+3E - 120+25㎟ | - | POWER AND CONTROL CABLE | 0 | 0 | 0 | 0 | 0 | 0 | 0 | 0 | 0 | 0 | 0 | - | 0 | 0 | 0 | 0 | 0 | 0 | 0 | - | Inactive
| 1 | 3 | 2.2.7.11 | 0.6/1kV CU/XLPE/OS/PVC/GSWA/PVC Cable - 3C+3E - 150+25㎟ | - | POWER AND CONTROL CABLE | 0 | 0 | 0 | 0 | 0 | 0 | 0 | 0 | 0 | 0 | 0 | - | 0 | 0 | 0 | 0 | 0 | 0 | 0 | - | Inactive
| 1 | 3 | 2.2.7.12 | 0.6/1kV CU/XLPE/OS/PVC/GSWA/PVC Cable - 3C+3E - 185+35㎟ | - | POWER AND CONTROL CABLE | 0 | 0 | 0 | 0 | 0 | 0 | 0 | 0 | 0 | 0 | 0 | - | 0 | 0 | 0 | 0 | 0 | 0 | 0 | - | Inactive
| 1 | 3 | 2.2.7.13 | 0.6/1kV CU/XLPE/OS/PVC/GSWA/PVC Cable - 3C+3E - 240+50㎟ | - | POWER AND CONTROL CABLE | 0 | 0 | 0 | 0 | 0 | 0 | 0 | 0 | 0 | 0 | 0 | - | 0 | 0 | 0 | 0 | 0 | 0 | 0 | - | Inactive
| 0 | 2 | 2.2.8 | Low Voltage Power Cable for VSD motor(CU/XLPE/OS/PVC/GSWA/PVC), Flame Retardant - Type EWLVS1 | - | POWER AND CONTROL CABLE | 0 | 0 | 0 | 0 | 0 | 0 | 0 | 0 | 0 | 0 | 0 | - | 0 | 0 | 0 | 0 | 0 | 0 | 0 | - | Inactive
| 1 | 3 | 2.2.8.1 | 0.6/1kV CU/XLPE/OS/PVC/GSWA/PVC Cable - 3C+3E - 4+1.5㎟ | - | POWER AND CONTROL CABLE | 0 | 0 | 0 | 0 | 0 | 0 | 0 | 0 | 0 | 0 | 0 | - | 0 | 0 | 0 | 0 | 0 | 0 | 0 | - | Inactive
| 1 | 3 | 2.2.8.2 | 0.6/1kV CU/XLPE/OS/PVC/GSWA/PVC Cable - 3C+3E - 6+2.5㎟ | - | POWER AND CONTROL CABLE | 0 | 0 | 0 | 0 | 0 | 0 | 0 | 0 | 0 | 0 | 0 | - | 0 | 0 | 0 | 0 | 0 | 0 | 0 | - | Inactive
| 1 | 3 | 2.2.8.3 | 0.6/1kV CU/XLPE/OS/PVC/GSWA/PVC Cable - 3C+3E - 10+4㎟ | - | POWER AND CONTROL CABLE | 0 | 0 | 0 | 0 | 0 | 0 | 0 | 0 | 0 | 0 | 0 | - | 0 | 0 | 0 | 0 | 0 | 0 | 0 | - | Inactive
| 1 | 3 | 2.2.8.4 | 0.6/1kV CU/XLPE/OS/PVC/GSWA/PVC Cable - 3C+3E - 16+6㎟ | - | POWER AND CONTROL CABLE | 0 | 0 | 0 | 0 | 0 | 0 | 0 | 0 | 0 | 0 | 0 | - | 0 | 0 | 0 | 0 | 0 | 0 | 0 | - | Inactive
| 1 | 3 | 2.2.8.5 | 0.6/1kV CU/XLPE/OS/PVC/GSWA/PVC Cable - 3C+3E - 25+6㎟ | - | POWER AND CONTROL CABLE | 0 | 0 | 0 | 0 | 0 | 0 | 0 | 0 | 0 | 0 | 0 | - | 0 | 0 | 0 | 0 | 0 | 0 | 0 | - | Inactive
| 1 | 3 | 2.2.8.6 | 0.6/1kV CU/XLPE/OS/PVC/GSWA/PVC Cable - 3C+3E - 35+6㎟ | - | POWER AND CONTROL CABLE | 0 | 0 | 0 | 0 | 0 | 0 | 0 | 0 | 0 | 0 | 0 | - | 0 | 0 | 0 | 0 | 0 | 0 | 0 | - | Inactive
| 1 | 3 | 2.2.8.7 | 0.6/1kV CU/XLPE/OS/PVC/GSWA/PVC Cable - 3C+3E - 50+10㎟ | - | POWER AND CONTROL CABLE | 0 | 0 | 0 | 0 | 0 | 0 | 0 | 0 | 0 | 0 | 0 | - | 0 | 0 | 0 | 0 | 0 | 0 | 0 | - | Inactive
| 1 | 3 | 2.2.8.8 | 0.6/1kV CU/XLPE/OS/PVC/GSWA/PVC Cable - 3C+3E - 70+16㎟ | - | POWER AND CONTROL CABLE | 0 | 0 | 0 | 0 | 0 | 0 | 0 | 0 | 0 | 0 | 0 | - | 0 | 0 | 0 | 0 | 0 | 0 | 0 | - | Inactive
| 1 | 3 | 2.2.8.9 | 0.6/1kV CU/XLPE/OS/PVC/GSWA/PVC Cable - 3C+3E - 95+16㎟ | - | POWER AND CONTROL CABLE | 0 | 0 | 0 | 0 | 0 | 0 | 0 | 0 | 0 | 0 | 0 | - | 0 | 0 | 0 | 0 | 0 | 0 | 0 | - | Inactive
| 1 | 3 | 2.2.8.10 | 0.6/1kV CU/XLPE/OS/PVC/GSWA/PVC Cable - 3C+3E - 120+25㎟ | - | POWER AND CONTROL CABLE | 0 | 0 | 0 | 0 | 0 | 0 | 0 | 0 | 0 | 0 | 0 | - | 0 | 0 | 0 | 0 | 0 | 0 | 0 | - | Inactive
| 1 | 3 | 2.2.8.11 | 0.6/1kV CU/XLPE/OS/PVC/GSWA/PVC Cable - 3C+3E - 150+25㎟ | - | POWER AND CONTROL CABLE | 0 | 0 | 0 | 0 | 0 | 0 | 0 | 0 | 0 | 0 | 0 | - | 0 | 0 | 0 | 0 | 0 | 0 | 0 | - | Inactive
| 1 | 3 | 2.2.8.12 | 0.6/1kV CU/XLPE/OS/PVC/GSWA/PVC Cable - 3C+3E - 185+35㎟ | - | POWER AND CONTROL CABLE | 0 | 0 | 0 | 0 | 0 | 0 | 0 | 0 | 0 | 0 | 0 | - | 0 | 0 | 0 | 0 | 0 | 0 | 0 | - | Inactive
| 1 | 3 | 2.2.8.13 | 0.6/1kV CU/XLPE/OS/PVC/GSWA/PVC Cable - 3C+3E - 240+50㎟ | - | POWER AND CONTROL CABLE | 0 | 0 | 0 | 0 | 0 | 0 | 0 | 0 | 0 | 0 | 0 | - | 0 | 0 | 0 | 0 | 0 | 0 | 0 | - | Inactive
| 0 | 2 | 2.2.9 | Low Voltage Power Cable (CU/XLPE/LSZH/GSWA/LSZH), Flame Retardant - EWLV2 | - | POWER AND CONTROL CABLE | 0 | 0 | 0 | 0 | 0 | 0 | 0 | 0 | 0 | 0 | 0 | - | 0 | 0 | 0 | 0 | 0 | 0 | 0 | - | Inactive
| 1 | 3 | 2.2.9.1 | 0.6/1kV CU/XLPE/LSZH/GSWA/LSZH Cable - 4C+E - 4+4㎟ | - | POWER AND CONTROL CABLE | 0 | 0 | 0 | 0 | 0 | 0 | 0 | 0 | 0 | 0 | 0 | - | 0 | 0 | 0 | 0 | 0 | 0 | 0 | - | Inactive
| 1 | 3 | 2.2.9.2 | 0.6/1kV CU/XLPE/LSZH/GSWA/LSZH Cable - 4C+E - 6+6㎟ | - | POWER AND CONTROL CABLE | 0 | 0 | 0 | 0 | 0 | 0 | 0 | 0 | 0 | 0 | 0 | - | 0 | 0 | 0 | 0 | 0 | 0 | 0 | - | Inactive
| 1 | 3 | 2.2.9.3 | 0.6/1kV CU/XLPE/LSZH/GSWA/LSZH Cable - 4C+E - 10+10㎟ | - | POWER AND CONTROL CABLE | 0 | 0 | 0 | 0 | 0 | 0 | 0 | 0 | 0 | 0 | 0 | - | 0 | 0 | 0 | 0 | 0 | 0 | 0 | - | Inactive
| 1 | 3 | 2.2.9.4 | 0.6/1kV CU/XLPE/LSZH/GSWA/LSZH Cable - 4C+E - 16+16㎟ | - | POWER AND CONTROL CABLE | 0 | 0 | 0 | 0 | 0 | 0 | 0 | 0 | 0 | 0 | 0 | - | 0 | 0 | 0 | 0 | 0 | 0 | 0 | - | Inactive
| 1 | 3 | 2.2.9.5 | 0.6/1kV CU/XLPE/LSZH/GSWA/LSZH Cable - 4C+E - 25+16㎟ | - | POWER AND CONTROL CABLE | 0 | 0 | 0 | 0 | 0 | 0 | 0 | 0 | 0 | 0 | 0 | - | 0 | 0 | 0 | 0 | 0 | 0 | 0 | - | Inactive
| 1 | 3 | 2.2.9.6 | 0.6/1kV CU/XLPE/LSZH/GSWA/LSZH Cable - 4C+E - 35+25㎟ | - | POWER AND CONTROL CABLE | 0 | 0 | 0 | 0 | 0 | 0 | 0 | 0 | 0 | 0 | 0 | - | 0 | 0 | 0 | 0 | 0 | 0 | 0 | - | Inactive
| 1 | 3 | 2.2.9.7 | 0.6/1kV CU/XLPE/LSZH/GSWA/LSZH Cable - 4C+E - 50+25㎟ | - | POWER AND CONTROL CABLE | 0 | 0 | 0 | 0 | 0 | 0 | 0 | 0 | 0 | 0 | 0 | - | 0 | 0 | 0 | 0 | 0 | 0 | 0 | - | Inactive
| 1 | 3 | 2.2.9.8 | 0.6/1kV CU/XLPE/LSZH/GSWA/LSZH Cable - 4C+E - 70+35㎟ | - | POWER AND CONTROL CABLE | 0 | 0 | 0 | 0 | 0 | 0 | 0 | 0 | 0 | 0 | 0 | - | 0 | 0 | 0 | 0 | 0 | 0 | 0 | - | Inactive
| 1 | 3 | 2.2.9.9 | 0.6/1kV CU/XLPE/LSZH/GSWA/LSZH Cable - 4C+E - 95+50㎟ | - | POWER AND CONTROL CABLE | 0 | 0 | 0 | 0 | 0 | 0 | 0 | 0 | 0 | 0 | 0 | - | 0 | 0 | 0 | 0 | 0 | 0 | 0 | - | Inactive
| 1 | 3 | 2.2.9.10 | 0.6/1kV CU/XLPE/LSZH/GSWA/LSZH Cable - 4C+E - 120+70㎟ | - | POWER AND CONTROL CABLE | 0 | 0 | 0 | 0 | 0 | 0 | 0 | 0 | 0 | 0 | 0 | - | 0 | 0 | 0 | 0 | 0 | 0 | 0 | - | Inactive
| 1 | 3 | 2.2.9.11 | 0.6/1kV CU/XLPE/LSZH/GSWA/LSZH Cable - 4C+E - 150+95㎟ | - | POWER AND CONTROL CABLE | 0 | 0 | 0 | 0 | 0 | 0 | 0 | 0 | 0 | 0 | 0 | - | 0 | 0 | 0 | 0 | 0 | 0 | 0 | - | Inactive
| 1 | 3 | 2.2.9.12 | 0.6/1kV CU/XLPE/LSZH/GSWA/LSZH Cable - 4C+E - 185+95㎟ | - | POWER AND CONTROL CABLE | 0 | 0 | 0 | 0 | 0 | 0 | 0 | 0 | 0 | 0 | 0 | - | 0 | 0 | 0 | 0 | 0 | 0 | 0 | - | Inactive
| 1 | 3 | 2.2.9.13 | 0.6/1kV CU/XLPE/LSZH/GSWA/LSZH Cable - 4C+E - 240+120㎟ | - | POWER AND CONTROL CABLE | 0 | 0 | 0 | 0 | 0 | 0 | 0 | 0 | 0 | 0 | 0 | - | 0 | 0 | 0 | 0 | 0 | 0 | 0 | - | Inactive
| 1 | 3 | 2.2.9.14 | 0.6/1kV CU/XLPE/LSZH/GSWA/LSZH Cable - 3C+E - 4+4㎟ | - | POWER AND CONTROL CABLE | 0 | 0 | 0 | 0 | 0 | 0 | 0 | 0 | 0 | 0 | 0 | - | 0 | 0 | 0 | 0 | 0 | 0 | 0 | - | Inactive
| 1 | 3 | 2.2.9.15 | 0.6/1kV CU/XLPE/LSZH/GSWA/LSZH Cable - 3C+E - 6+6㎟ | - | POWER AND CONTROL CABLE | 0 | 0 | 0 | 0 | 0 | 0 | 0 | 0 | 0 | 0 | 0 | - | 0 | 0 | 0 | 0 | 0 | 0 | 0 | - | Inactive
| 1 | 3 | 2.2.9.16 | 0.6/1kV CU/XLPE/LSZH/GSWA/LSZH Cable - 3C+E - 10+10㎟ | - | POWER AND CONTROL CABLE | 0 | 0 | 0 | 0 | 0 | 0 | 0 | 0 | 0 | 0 | 0 | - | 0 | 0 | 0 | 0 | 0 | 0 | 0 | - | Inactive
| 1 | 3 | 2.2.9.17 | 0.6/1kV CU/XLPE/LSZH/GSWA/LSZH Cable - 3C+E - 16+16㎟ | - | POWER AND CONTROL CABLE | 0 | 0 | 0 | 0 | 0 | 0 | 0 | 0 | 0 | 0 | 0 | - | 0 | 0 | 0 | 0 | 0 | 0 | 0 | - | Inactive
| 1 | 3 | 2.2.9.18 | 0.6/1kV CU/XLPE/LSZH/GSWA/LSZH Cable - 3C+E - 25+16㎟ | - | POWER AND CONTROL CABLE | 0 | 0 | 0 | 0 | 0 | 0 | 0 | 0 | 0 | 0 | 0 | - | 0 | 0 | 0 | 0 | 0 | 0 | 0 | - | Inactive
| 1 | 3 | 2.2.9.19 | 0.6/1kV CU/XLPE/LSZH/GSWA/LSZH Cable - 3C+E - 35+25㎟ | - | POWER AND CONTROL CABLE | 0 | 0 | 0 | 0 | 0 | 0 | 0 | 0 | 0 | 0 | 0 | - | 0 | 0 | 0 | 0 | 0 | 0 | 0 | - | Inactive
| 1 | 3 | 2.2.9.20 | 0.6/1kV CU/XLPE/LSZH/GSWA/LSZH Cable - 3C+E - 50+25㎟ | - | POWER AND CONTROL CABLE | 0 | 0 | 0 | 0 | 0 | 0 | 0 | 0 | 0 | 0 | 0 | - | 0 | 0 | 0 | 0 | 0 | 0 | 0 | - | Inactive
| 1 | 3 | 2.2.9.21 | 0.6/1kV CU/XLPE/LSZH/GSWA/LSZH Cable - 3C+E - 70+35㎟ | - | POWER AND CONTROL CABLE | 0 | 0 | 0 | 0 | 0 | 0 | 0 | 0 | 0 | 0 | 0 | - | 0 | 0 | 0 | 0 | 0 | 0 | 0 | - | Inactive
| 1 | 3 | 2.2.9.22 | 0.6/1kV CU/XLPE/LSZH/GSWA/LSZH Cable - 3C+E - 95+50㎟ | - | POWER AND CONTROL CABLE | 0 | 0 | 0 | 0 | 0 | 0 | 0 | 0 | 0 | 0 | 0 | - | 0 | 0 | 0 | 0 | 0 | 0 | 0 | - | Inactive
| 1 | 3 | 2.2.9.23 | 0.6/1kV CU/XLPE/LSZH/GSWA/LSZH Cable - 3C+E - 120+70㎟ | - | POWER AND CONTROL CABLE | 0 | 0 | 0 | 0 | 0 | 0 | 0 | 0 | 0 | 0 | 0 | - | 0 | 0 | 0 | 0 | 0 | 0 | 0 | - | Inactive
| 1 | 3 | 2.2.9.24 | 0.6/1kV CU/XLPE/LSZH/GSWA/LSZH Cable - 3C+E - 150+95㎟ | - | POWER AND CONTROL CABLE | 0 | 0 | 0 | 0 | 0 | 0 | 0 | 0 | 0 | 0 | 0 | - | 0 | 0 | 0 | 0 | 0 | 0 | 0 | - | Inactive
| 1 | 3 | 2.2.9.25 | 0.6/1kV CU/XLPE/LSZH/GSWA/LSZH Cable - 3C+E - 185+95㎟ | - | POWER AND CONTROL CABLE | 0 | 0 | 0 | 0 | 0 | 0 | 0 | 0 | 0 | 0 | 0 | - | 0 | 0 | 0 | 0 | 0 | 0 | 0 | - | Inactive
| 1 | 3 | 2.2.9.26 | 0.6/1kV CU/XLPE/LSZH/GSWA/LSZH Cable - 3C+E - 240+120㎟ | - | POWER AND CONTROL CABLE | 0 | 0 | 0 | 0 | 0 | 0 | 0 | 0 | 0 | 0 | 0 | - | 0 | 0 | 0 | 0 | 0 | 0 | 0 | - | Inactive
| 1 | 3 | 2.2.9.27 | 0.6/1kV CU/XLPE/LSZH/GSWA/LSZH Cable - 2C+E - 4+4㎟ | - | POWER AND CONTROL CABLE | 0 | 0 | 0 | 0 | 0 | 0 | 0 | 0 | 0 | 0 | 0 | - | 0 | 0 | 0 | 0 | 0 | 0 | 0 | - | Inactive
| 1 | 3 | 2.2.9.28 | 0.6/1kV CU/XLPE/LSZH/GSWA/LSZH Cable - 2C+E - 6+6㎟ | - | POWER AND CONTROL CABLE | 0 | 0 | 0 | 0 | 0 | 0 | 0 | 0 | 0 | 0 | 0 | - | 0 | 0 | 0 | 0 | 0 | 0 | 0 | - | Inactive
| 1 | 3 | 2.2.9.29 | 0.6/1kV CU/XLPE/LSZH/GSWA/LSZH Cable - 2C+E - 10+10㎟ | - | POWER AND CONTROL CABLE | 0 | 0 | 0 | 0 | 0 | 0 | 0 | 0 | 0 | 0 | 0 | - | 0 | 0 | 0 | 0 | 0 | 0 | 0 | - | Inactive
| 1 | 3 | 2.2.9.30 | 0.6/1kV CU/XLPE/LSZH/GSWA/LSZH Cable - 2C+E - 16+16㎟ | - | POWER AND CONTROL CABLE | 0 | 0 | 0 | 0 | 0 | 0 | 0 | 0 | 0 | 0 | 0 | - | 0 | 0 | 0 | 0 | 0 | 0 | 0 | - | Inactive
| 1 | 3 | 2.2.9.31 | 0.6/1kV CU/XLPE/LSZH/GSWA/LSZH Cable - 2C+E - 25+16㎟ | - | POWER AND CONTROL CABLE | 0 | 0 | 0 | 0 | 0 | 0 | 0 | 0 | 0 | 0 | 0 | - | 0 | 0 | 0 | 0 | 0 | 0 | 0 | - | Inactive
| 1 | 3 | 2.2.9.32 | 0.6/1kV CU/XLPE/LSZH/GSWA/LSZH Cable - 2C+E - 35+25㎟ | - | POWER AND CONTROL CABLE | 0 | 0 | 0 | 0 | 0 | 0 | 0 | 0 | 0 | 0 | 0 | - | 0 | 0 | 0 | 0 | 0 | 0 | 0 | - | Inactive
| 1 | 3 | 2.2.9.33 | 0.6/1kV CU/XLPE/LSZH/GSWA/LSZH Cable - 2C+E - 50+25㎟ | - | POWER AND CONTROL CABLE | 0 | 0 | 0 | 0 | 0 | 0 | 0 | 0 | 0 | 0 | 0 | - | 0 | 0 | 0 | 0 | 0 | 0 | 0 | - | Inactive
| 1 | 3 | 2.2.9.34 | 0.6/1kV CU/XLPE/LSZH/GSWA/LSZH Cable - 2C+E - 70+35㎟ | - | POWER AND CONTROL CABLE | 0 | 0 | 0 | 0 | 0 | 0 | 0 | 0 | 0 | 0 | 0 | - | 0 | 0 | 0 | 0 | 0 | 0 | 0 | - | Inactive
| 1 | 3 | 2.2.9.35 | 0.6/1kV CU/XLPE/LSZH/GSWA/LSZH Cable - 2C+E - 95+50㎟ | - | POWER AND CONTROL CABLE | 0 | 0 | 0 | 0 | 0 | 0 | 0 | 0 | 0 | 0 | 0 | - | 0 | 0 | 0 | 0 | 0 | 0 | 0 | - | Inactive
| 1 | 3 | 2.2.9.36 | 0.6/1kV CU/XLPE/LSZH/GSWA/LSZH Cable - 2C+E - 120+70㎟ | - | POWER AND CONTROL CABLE | 0 | 0 | 0 | 0 | 0 | 0 | 0 | 0 | 0 | 0 | 0 | - | 0 | 0 | 0 | 0 | 0 | 0 | 0 | - | Inactive
| 1 | 3 | 2.2.9.37 | 0.6/1kV CU/XLPE/LSZH/GSWA/LSZH Cable - 2C+E - 150+95㎟ | - | POWER AND CONTROL CABLE | 0 | 0 | 0 | 0 | 0 | 0 | 0 | 0 | 0 | 0 | 0 | - | 0 | 0 | 0 | 0 | 0 | 0 | 0 | - | Inactive
| 1 | 3 | 2.2.9.38 | 0.6/1kV CU/XLPE/LSZH/GSWA/LSZH Cable - 2C+E - 185+95㎟ | - | POWER AND CONTROL CABLE | 0 | 0 | 0 | 0 | 0 | 0 | 0 | 0 | 0 | 0 | 0 | - | 0 | 0 | 0 | 0 | 0 | 0 | 0 | - | Inactive
| 1 | 3 | 2.2.9.39 | 0.6/1kV CU/XLPE/LSZH/GSWA/LSZH Cable - 2C+E - 240+120㎟ | - | POWER AND CONTROL CABLE | 0 | 0 | 0 | 0 | 0 | 0 | 0 | 0 | 0 | 0 | 0 | - | 0 | 0 | 0 | 0 | 0 | 0 | 0 | - | Inactive
| 1 | 3 | 2.2.9.40 | 0.6/1kV CU/XLPE/LSZH/GSWA/LSZH Cable - 4C - 4㎟ | - | POWER AND CONTROL CABLE | 0 | 0 | 0 | 0 | 0 | 0 | 0 | 0 | 0 | 0 | 0 | - | 0 | 0 | 0 | 0 | 0 | 0 | 0 | - | Inactive
| 1 | 3 | 2.2.9.41 | 0.6/1kV CU/XLPE/LSZH/GSWA/LSZH Cable - 4C - 6㎟ | - | POWER AND CONTROL CABLE | 0 | 0 | 0 | 0 | 0 | 0 | 0 | 0 | 0 | 0 | 0 | - | 0 | 0 | 0 | 0 | 0 | 0 | 0 | - | Inactive
| 1 | 3 | 2.2.9.42 | 0.6/1kV CU/XLPE/LSZH/GSWA/LSZH Cable - 4C - 10㎟ | - | POWER AND CONTROL CABLE | 0 | 0 | 0 | 0 | 0 | 0 | 0 | 0 | 0 | 0 | 0 | - | 0 | 0 | 0 | 0 | 0 | 0 | 0 | - | Inactive
| 1 | 3 | 2.2.9.43 | 0.6/1kV CU/XLPE/LSZH/GSWA/LSZH Cable - 4C - 16㎟ | - | POWER AND CONTROL CABLE | 0 | 0 | 0 | 0 | 0 | 0 | 0 | 0 | 0 | 0 | 0 | - | 0 | 0 | 0 | 0 | 0 | 0 | 0 | - | Inactive
| 1 | 3 | 2.2.9.44 | 0.6/1kV CU/XLPE/LSZH/GSWA/LSZH Cable - 4C - 25㎟ | - | POWER AND CONTROL CABLE | 0 | 0 | 0 | 0 | 0 | 0 | 0 | 0 | 0 | 0 | 0 | - | 0 | 0 | 0 | 0 | 0 | 0 | 0 | - | Inactive
| 1 | 3 | 2.2.9.45 | 0.6/1kV CU/XLPE/LSZH/GSWA/LSZH Cable - 4C - 35㎟ | - | POWER AND CONTROL CABLE | 0 | 0 | 0 | 0 | 0 | 0 | 0 | 0 | 0 | 0 | 0 | - | 0 | 0 | 0 | 0 | 0 | 0 | 0 | - | Inactive
| 1 | 3 | 2.2.9.46 | 0.6/1kV CU/XLPE/LSZH/GSWA/LSZH Cable - 4C - 50㎟ | - | POWER AND CONTROL CABLE | 0 | 0 | 0 | 0 | 0 | 0 | 0 | 0 | 0 | 0 | 0 | - | 0 | 0 | 0 | 0 | 0 | 0 | 0 | - | Inactive
| 1 | 3 | 2.2.9.47 | 0.6/1kV CU/XLPE/LSZH/GSWA/LSZH Cable - 4C - 70㎟ | - | POWER AND CONTROL CABLE | 0 | 0 | 0 | 0 | 0 | 0 | 0 | 0 | 0 | 0 | 0 | - | 0 | 0 | 0 | 0 | 0 | 0 | 0 | - | Inactive
| 1 | 3 | 2.2.9.48 | 0.6/1kV CU/XLPE/LSZH/GSWA/LSZH Cable - 4C - 95㎟ | - | POWER AND CONTROL CABLE | 0 | 0 | 0 | 0 | 0 | 0 | 0 | 0 | 0 | 0 | 0 | - | 0 | 0 | 0 | 0 | 0 | 0 | 0 | - | Inactive
| 1 | 3 | 2.2.9.49 | 0.6/1kV CU/XLPE/LSZH/GSWA/LSZH Cable - 4C - 120㎟ | - | POWER AND CONTROL CABLE | 0 | 0 | 0 | 0 | 0 | 0 | 0 | 0 | 0 | 0 | 0 | - | 0 | 0 | 0 | 0 | 0 | 0 | 0 | - | Inactive
| 1 | 3 | 2.2.9.50 | 0.6/1kV CU/XLPE/LSZH/GSWA/LSZH Cable - 4C - 150㎟ | - | POWER AND CONTROL CABLE | 0 | 0 | 0 | 0 | 0 | 0 | 0 | 0 | 0 | 0 | 0 | - | 0 | 0 | 0 | 0 | 0 | 0 | 0 | - | Inactive
| 1 | 3 | 2.2.9.51 | 0.6/1kV CU/XLPE/LSZH/GSWA/LSZH Cable - 4C - 185㎟ | - | POWER AND CONTROL CABLE | 0 | 0 | 0 | 0 | 0 | 0 | 0 | 0 | 0 | 0 | 0 | - | 0 | 0 | 0 | 0 | 0 | 0 | 0 | - | Inactive
| 1 | 3 | 2.2.9.52 | 0.6/1kV CU/XLPE/LSZH/GSWA/LSZH Cable - 4C - 240㎟ | - | POWER AND CONTROL CABLE | 0 | 0 | 0 | 0 | 0 | 0 | 0 | 0 | 0 | 0 | 0 | - | 0 | 0 | 0 | 0 | 0 | 0 | 0 | - | Inactive
| 1 | 3 | 2.2.9.53 | 0.6/1kV CU/XLPE/LSZH/GSWA/LSZH Cable | - | POWER AND CONTROL CABLE | 0 | 0 | 0 | 0 | 0 | 0 | 0 | 0 | 0 | 0 | 0 | - | 0 | 0 | 0 | 0 | 0 | 0 | 0 | - | Inactive
| 1 | 3 | 2.2.9.54 | 0.6/1kV CU/XLPE/LSZH/GSWA/LSZH Cable - 3C - 4㎟ | - | POWER AND CONTROL CABLE | 0 | 0 | 0 | 0 | 0 | 0 | 0 | 0 | 0 | 0 | 0 | - | 0 | 0 | 0 | 0 | 0 | 0 | 0 | - | Inactive
| 1 | 3 | 2.2.9.55 | 0.6/1kV CU/XLPE/LSZH/GSWA/LSZH Cable - 3C - 6㎟ | - | POWER AND CONTROL CABLE | 0 | 0 | 0 | 0 | 0 | 0 | 0 | 0 | 0 | 0 | 0 | - | 0 | 0 | 0 | 0 | 0 | 0 | 0 | - | Inactive
| 1 | 3 | 2.2.9.56 | 0.6/1kV CU/XLPE/LSZH/GSWA/LSZH Cable - 3C - 10㎟ | - | POWER AND CONTROL CABLE | 0 | 0 | 0 | 0 | 0 | 0 | 0 | 0 | 0 | 0 | 0 | - | 0 | 0 | 0 | 0 | 0 | 0 | 0 | - | Inactive
| 1 | 3 | 2.2.9.57 | 0.6/1kV CU/XLPE/LSZH/GSWA/LSZH Cable - 3C - 16㎟ | - | POWER AND CONTROL CABLE | 0 | 0 | 0 | 0 | 0 | 0 | 0 | 0 | 0 | 0 | 0 | - | 0 | 0 | 0 | 0 | 0 | 0 | 0 | - | Inactive
| 1 | 3 | 2.2.9.58 | 0.6/1kV CU/XLPE/LSZH/GSWA/LSZH Cable - 3C - 25㎟ | - | POWER AND CONTROL CABLE | 0 | 0 | 0 | 0 | 0 | 0 | 0 | 0 | 0 | 0 | 0 | - | 0 | 0 | 0 | 0 | 0 | 0 | 0 | - | Inactive
| 1 | 3 | 2.2.9.59 | 0.6/1kV CU/XLPE/LSZH/GSWA/LSZH Cable - 3C - 35㎟ | - | POWER AND CONTROL CABLE | 0 | 0 | 0 | 0 | 0 | 0 | 0 | 0 | 0 | 0 | 0 | - | 0 | 0 | 0 | 0 | 0 | 0 | 0 | - | Inactive
| 1 | 3 | 2.2.9.60 | 0.6/1kV CU/XLPE/LSZH/GSWA/LSZH Cable - 3C - 50㎟ | - | POWER AND CONTROL CABLE | 0 | 0 | 0 | 0 | 0 | 0 | 0 | 0 | 0 | 0 | 0 | - | 0 | 0 | 0 | 0 | 0 | 0 | 0 | - | Inactive
| 1 | 3 | 2.2.9.61 | 0.6/1kV CU/XLPE/LSZH/GSWA/LSZH Cable - 3C - 70㎟ | - | POWER AND CONTROL CABLE | 0 | 0 | 0 | 0 | 0 | 0 | 0 | 0 | 0 | 0 | 0 | - | 0 | 0 | 0 | 0 | 0 | 0 | 0 | - | Inactive
| 1 | 3 | 2.2.9.62 | 0.6/1kV CU/XLPE/LSZH/GSWA/LSZH Cable - 3C - 95㎟ | - | POWER AND CONTROL CABLE | 0 | 0 | 0 | 0 | 0 | 0 | 0 | 0 | 0 | 0 | 0 | - | 0 | 0 | 0 | 0 | 0 | 0 | 0 | - | Inactive
| 1 | 3 | 2.2.9.63 | 0.6/1kV CU/XLPE/LSZH/GSWA/LSZH Cable - 3C - 120㎟ | - | POWER AND CONTROL CABLE | 0 | 0 | 0 | 0 | 0 | 0 | 0 | 0 | 0 | 0 | 0 | - | 0 | 0 | 0 | 0 | 0 | 0 | 0 | - | Inactive
| 1 | 3 | 2.2.9.64 | 0.6/1kV CU/XLPE/LSZH/GSWA/LSZH Cable - 3C - 150㎟ | - | POWER AND CONTROL CABLE | 0 | 0 | 0 | 0 | 0 | 0 | 0 | 0 | 0 | 0 | 0 | - | 0 | 0 | 0 | 0 | 0 | 0 | 0 | - | Inactive
| 1 | 3 | 2.2.9.65 | 0.6/1kV CU/XLPE/LSZH/GSWA/LSZH Cable - 3C - 185㎟ | - | POWER AND CONTROL CABLE | 0 | 0 | 0 | 0 | 0 | 0 | 0 | 0 | 0 | 0 | 0 | - | 0 | 0 | 0 | 0 | 0 | 0 | 0 | - | Inactive
| 1 | 3 | 2.2.9.66 | 0.6/1kV CU/XLPE/LSZH/GSWA/LSZH Cable - 3C - 240㎟ | - | POWER AND CONTROL CABLE | 0 | 0 | 0 | 0 | 0 | 0 | 0 | 0 | 0 | 0 | 0 | - | 0 | 0 | 0 | 0 | 0 | 0 | 0 | - | Inactive
| 1 | 3 | 2.2.9.67 | 0.6/1kV CU/XLPE/LSZH/GSWA/LSZH Cable - 2C - 4㎟ | - | POWER AND CONTROL CABLE | 0 | 0 | 0 | 0 | 0 | 0 | 0 | 0 | 0 | 0 | 0 | - | 0 | 0 | 0 | 0 | 0 | 0 | 0 | - | Inactive
| 1 | 3 | 2.2.9.68 | 0.6/1kV CU/XLPE/LSZH/GSWA/LSZH Cable - 2C - 6㎟ | - | POWER AND CONTROL CABLE | 0 | 0 | 0 | 0 | 0 | 0 | 0 | 0 | 0 | 0 | 0 | - | 0 | 0 | 0 | 0 | 0 | 0 | 0 | - | Inactive
| 1 | 3 | 2.2.9.69 | 0.6/1kV CU/XLPE/LSZH/GSWA/LSZH Cable - 2C - 10㎟ | - | POWER AND CONTROL CABLE | 0 | 0 | 0 | 0 | 0 | 0 | 0 | 0 | 0 | 0 | 0 | - | 0 | 0 | 0 | 0 | 0 | 0 | 0 | - | Inactive
| 1 | 3 | 2.2.9.70 | 0.6/1kV CU/XLPE/LSZH/GSWA/LSZH Cable - 2C - 16㎟ | - | POWER AND CONTROL CABLE | 0 | 0 | 0 | 0 | 0 | 0 | 0 | 0 | 0 | 0 | 0 | - | 0 | 0 | 0 | 0 | 0 | 0 | 0 | - | Inactive
| 1 | 3 | 2.2.9.71 | 0.6/1kV CU/XLPE/LSZH/GSWA/LSZH Cable - 2C - 25㎟ | - | POWER AND CONTROL CABLE | 0 | 0 | 0 | 0 | 0 | 0 | 0 | 0 | 0 | 0 | 0 | - | 0 | 0 | 0 | 0 | 0 | 0 | 0 | - | Inactive
| 1 | 3 | 2.2.9.72 | 0.6/1kV CU/XLPE/LSZH/GSWA/LSZH Cable - 2C - 35㎟ | - | POWER AND CONTROL CABLE | 0 | 0 | 0 | 0 | 0 | 0 | 0 | 0 | 0 | 0 | 0 | - | 0 | 0 | 0 | 0 | 0 | 0 | 0 | - | Inactive
| 1 | 3 | 2.2.9.73 | 0.6/1kV CU/XLPE/LSZH/GSWA/LSZH Cable - 2C - 50㎟ | - | POWER AND CONTROL CABLE | 0 | 0 | 0 | 0 | 0 | 0 | 0 | 0 | 0 | 0 | 0 | - | 0 | 0 | 0 | 0 | 0 | 0 | 0 | - | Inactive
| 1 | 3 | 2.2.9.74 | 0.6/1kV CU/XLPE/LSZH/GSWA/LSZH Cable - 2C - 70㎟ | - | POWER AND CONTROL CABLE | 0 | 0 | 0 | 0 | 0 | 0 | 0 | 0 | 0 | 0 | 0 | - | 0 | 0 | 0 | 0 | 0 | 0 | 0 | - | Inactive
| 1 | 3 | 2.2.9.75 | 0.6/1kV CU/XLPE/LSZH/GSWA/LSZH Cable - 2C - 95㎟ | - | POWER AND CONTROL CABLE | 0 | 0 | 0 | 0 | 0 | 0 | 0 | 0 | 0 | 0 | 0 | - | 0 | 0 | 0 | 0 | 0 | 0 | 0 | - | Inactive
| 1 | 3 | 2.2.9.76 | 0.6/1kV CU/XLPE/LSZH/GSWA/LSZH Cable - 2C - 120㎟ | - | POWER AND CONTROL CABLE | 0 | 0 | 0 | 0 | 0 | 0 | 0 | 0 | 0 | 0 | 0 | - | 0 | 0 | 0 | 0 | 0 | 0 | 0 | - | Inactive
| 1 | 3 | 2.2.9.77 | 0.6/1kV CU/XLPE/LSZH/GSWA/LSZH Cable - 2C - 150㎟ | - | POWER AND CONTROL CABLE | 0 | 0 | 0 | 0 | 0 | 0 | 0 | 0 | 0 | 0 | 0 | - | 0 | 0 | 0 | 0 | 0 | 0 | 0 | - | Inactive
| 1 | 3 | 2.2.9.78 | 0.6/1kV CU/XLPE/LSZH/GSWA/LSZH Cable - 2C - 185㎟ | - | POWER AND CONTROL CABLE | 0 | 0 | 0 | 0 | 0 | 0 | 0 | 0 | 0 | 0 | 0 | - | 0 | 0 | 0 | 0 | 0 | 0 | 0 | - | Inactive
| 1 | 3 | 2.2.9.79 | 0.6/1kV CU/XLPE/LSZH/GSWA/LSZH Cable - 2C - 240㎟ | - | POWER AND CONTROL CABLE | 0 | 0 | 0 | 0 | 0 | 0 | 0 | 0 | 0 | 0 | 0 | - | 0 | 0 | 0 | 0 | 0 | 0 | 0 | - | Inactive
| 1 | 3 | 2.2.9.80 | 0.6/1kV CU/XLPE/LSZH/GSWA/LSZH Cable - 1C - 240㎟ | - | POWER AND CONTROL CABLE | 0 | 0 | 0 | 0 | 0 | 0 | 0 | 0 | 0 | 0 | 0 | - | 0 | 0 | 0 | 0 | 0 | 0 | 0 | - | Inactive
| 1 | 3 | 2.2.9.81 | 0.6/1kV CU/XLPE/LSZH/GSWA/LSZH Cable - 1C - 300㎟ | - | POWER AND CONTROL CABLE | 0 | 0 | 0 | 0 | 0 | 0 | 0 | 0 | 0 | 0 | 0 | - | 0 | 0 | 0 | 0 | 0 | 0 | 0 | - | Inactive
| 1 | 3 | 2.2.9.82 | 0.6/1kV CU/XLPE/LSZH/GSWA/LSZH Cable - 1C - 400㎟ | - | POWER AND CONTROL CABLE | 0 | 0 | 0 | 0 | 0 | 0 | 0 | 0 | 0 | 0 | 0 | - | 0 | 0 | 0 | 0 | 0 | 0 | 0 | - | Inactive
| 1 | 3 | 2.2.9.83 | 0.6/1kV CU/XLPE/LSZH/GSWA/LSZH Cable - 1C - 500㎟ | - | POWER AND CONTROL CABLE | 0 | 0 | 0 | 0 | 0 | 0 | 0 | 0 | 0 | 0 | 0 | - | 0 | 0 | 0 | 0 | 0 | 0 | 0 | - | Inactive
| 1 | 3 | 2.2.9.84 | 0.6/1kV CU/XLPE/LSZH/GSWA/LSZH Cable - 1C - 630㎟ | - | POWER AND CONTROL CABLE | 0 | 0 | 0 | 0 | 0 | 0 | 0 | 0 | 0 | 0 | 0 | - | 0 | 0 | 0 | 0 | 0 | 0 | 0 | - | Inactive
| 0 | 2 | 2.2.10 | Low Voltage Power Cable (CU/MGT/XLPE/LSZH/GSWA or AWA/LSZH), Flame Retardant & Fire Resistant | - | POWER AND CONTROL CABLE | 0 | 0 | 0 | 0 | 0 | 0 | 0 | 0 | 0 | 0 | 0 | - | 0 | 0 | 0 | 0 | 0 | 0 | 0 | - | Inactive
| 1 | 3 | 2.2.10.1 | 0.6/1kV CU/MGT/XLPE/LSZH/GSWA or AWA/LSZH Cable - 4C+E - 4+4㎟ | - | POWER AND CONTROL CABLE | 0 | 0 | 0 | 0 | 0 | 0 | 0 | 0 | 0 | 0 | 0 | - | 0 | 0 | 0 | 0 | 0 | 0 | 0 | - | Inactive
| 1 | 3 | 2.2.10.2 | 0.6/1kV CU/MGT/XLPE/LSZH/GSWA or AWA/LSZH Cable - 4C+E - 6+6㎟ | - | POWER AND CONTROL CABLE | 0 | 0 | 0 | 0 | 0 | 0 | 0 | 0 | 0 | 0 | 0 | - | 0 | 0 | 0 | 0 | 0 | 0 | 0 | - | Inactive
| 1 | 3 | 2.2.10.3 | 0.6/1kV CU/MGT/XLPE/LSZH/GSWA or AWA/LSZH Cable - 4C+E - 10+10㎟ | - | POWER AND CONTROL CABLE | 0 | 0 | 0 | 0 | 0 | 0 | 0 | 0 | 0 | 0 | 0 | - | 0 | 0 | 0 | 0 | 0 | 0 | 0 | - | Inactive
| 1 | 3 | 2.2.10.4 | 0.6/1kV CU/MGT/XLPE/LSZH/GSWA or AWA/LSZH Cable - 4C+E - 16+16㎟ | - | POWER AND CONTROL CABLE | 0 | 0 | 0 | 0 | 0 | 0 | 0 | 0 | 0 | 0 | 0 | - | 0 | 0 | 0 | 0 | 0 | 0 | 0 | - | Inactive
| 1 | 3 | 2.2.10.5 | 0.6/1kV CU/MGT/XLPE/LSZH/GSWA or AWA/LSZH Cable - 4C+E - 25+16㎟ | - | POWER AND CONTROL CABLE | 0 | 0 | 0 | 0 | 0 | 0 | 0 | 0 | 0 | 0 | 0 | - | 0 | 0 | 0 | 0 | 0 | 0 | 0 | - | Inactive
| 1 | 3 | 2.2.10.6 | 0.6/1kV CU/MGT/XLPE/LSZH/GSWA or AWA/LSZH Cable - 4C+E - 35+25㎟ | - | POWER AND CONTROL CABLE | 0 | 0 | 0 | 0 | 0 | 0 | 0 | 0 | 0 | 0 | 0 | - | 0 | 0 | 0 | 0 | 0 | 0 | 0 | - | Inactive
| 1 | 3 | 2.2.10.7 | 0.6/1kV CU/MGT/XLPE/LSZH/GSWA or AWA/LSZH Cable - 4C+E - 50+25㎟ | - | POWER AND CONTROL CABLE | 0 | 0 | 0 | 0 | 0 | 0 | 0 | 0 | 0 | 0 | 0 | - | 0 | 0 | 0 | 0 | 0 | 0 | 0 | - | Inactive
| 1 | 3 | 2.2.10.8 | 0.6/1kV CU/MGT/XLPE/LSZH/GSWA or AWA/LSZH Cable - 4C+E - 70+35㎟ | - | POWER AND CONTROL CABLE | 0 | 0 | 0 | 0 | 0 | 0 | 0 | 0 | 0 | 0 | 0 | - | 0 | 0 | 0 | 0 | 0 | 0 | 0 | - | Inactive
| 1 | 3 | 2.2.10.9 | 0.6/1kV CU/MGT/XLPE/LSZH/GSWA or AWA/LSZH Cable - 4C+E - 95+50㎟ | - | POWER AND CONTROL CABLE | 0 | 0 | 0 | 0 | 0 | 0 | 0 | 0 | 0 | 0 | 0 | - | 0 | 0 | 0 | 0 | 0 | 0 | 0 | - | Inactive
| 1 | 3 | 2.2.10.10 | 0.6/1kV CU/MGT/XLPE/LSZH/GSWA or AWA/LSZH Cable - 4C+E - 120+70㎟ | - | POWER AND CONTROL CABLE | 0 | 0 | 0 | 0 | 0 | 0 | 0 | 0 | 0 | 0 | 0 | - | 0 | 0 | 0 | 0 | 0 | 0 | 0 | - | Inactive
| 1 | 3 | 2.2.10.11 | 0.6/1kV CU/MGT/XLPE/LSZH/GSWA or AWA/LSZH Cable - 4C+E - 150+95㎟ | - | POWER AND CONTROL CABLE | 0 | 0 | 0 | 0 | 0 | 0 | 0 | 0 | 0 | 0 | 0 | - | 0 | 0 | 0 | 0 | 0 | 0 | 0 | - | Inactive
| 1 | 3 | 2.2.10.12 | 0.6/1kV CU/MGT/XLPE/LSZH/GSWA or AWA/LSZH Cable - 4C+E - 185+95㎟ | - | POWER AND CONTROL CABLE | 0 | 0 | 0 | 0 | 0 | 0 | 0 | 0 | 0 | 0 | 0 | - | 0 | 0 | 0 | 0 | 0 | 0 | 0 | - | Inactive
| 1 | 3 | 2.2.10.13 | 0.6/1kV CU/MGT/XLPE/LSZH/GSWA or AWA/LSZH Cable - 4C+E - 240+120㎟ | - | POWER AND CONTROL CABLE | 0 | 0 | 0 | 0 | 0 | 0 | 0 | 0 | 0 | 0 | 0 | - | 0 | 0 | 0 | 0 | 0 | 0 | 0 | - | Inactive
| 1 | 3 | 2.2.10.14 | 0.6/1kV CU/MGT/XLPE/LSZH/GSWA or AWA/LSZH Cable - 3C+E - 4+4㎟ | - | POWER AND CONTROL CABLE | 0 | 0 | 0 | 0 | 0 | 0 | 0 | 0 | 0 | 0 | 0 | - | 0 | 0 | 0 | 0 | 0 | 0 | 0 | - | Inactive
| 1 | 3 | 2.2.10.15 | 0.6/1kV CU/MGT/XLPE/LSZH/GSWA or AWA/LSZH Cable - 3C+E - 6+6㎟ | - | POWER AND CONTROL CABLE | 0 | 0 | 0 | 0 | 0 | 0 | 0 | 0 | 0 | 0 | 0 | - | 0 | 0 | 0 | 0 | 0 | 0 | 0 | - | Inactive
| 1 | 3 | 2.2.10.16 | 0.6/1kV CU/MGT/XLPE/LSZH/GSWA or AWA/LSZH Cable - 3C+E - 10+10㎟ | - | POWER AND CONTROL CABLE | 0 | 0 | 0 | 0 | 0 | 0 | 0 | 0 | 0 | 0 | 0 | - | 0 | 0 | 0 | 0 | 0 | 0 | 0 | - | Inactive
| 1 | 3 | 2.2.10.17 | 0.6/1kV CU/MGT/XLPE/LSZH/GSWA or AWA/LSZH Cable - 3C+E - 16+16㎟ | - | POWER AND CONTROL CABLE | 0 | 0 | 0 | 0 | 0 | 0 | 0 | 0 | 0 | 0 | 0 | - | 0 | 0 | 0 | 0 | 0 | 0 | 0 | - | Inactive
| 1 | 3 | 2.2.10.18 | 0.6/1kV CU/MGT/XLPE/LSZH/GSWA or AWA/LSZH Cable - 3C+E - 25+16㎟ | - | POWER AND CONTROL CABLE | 0 | 0 | 0 | 0 | 0 | 0 | 0 | 0 | 0 | 0 | 0 | - | 0 | 0 | 0 | 0 | 0 | 0 | 0 | - | Inactive
| 1 | 3 | 2.2.10.19 | 0.6/1kV CU/MGT/XLPE/LSZH/GSWA or AWA/LSZH Cable - 3C+E - 35+25㎟ | - | POWER AND CONTROL CABLE | 0 | 0 | 0 | 0 | 0 | 0 | 0 | 0 | 0 | 0 | 0 | - | 0 | 0 | 0 | 0 | 0 | 0 | 0 | - | Inactive
| 1 | 3 | 2.2.10.20 | 0.6/1kV CU/MGT/XLPE/LSZH/GSWA or AWA/LSZH Cable - 3C+E - 50+25㎟ | - | POWER AND CONTROL CABLE | 0 | 0 | 0 | 0 | 0 | 0 | 0 | 0 | 0 | 0 | 0 | - | 0 | 0 | 0 | 0 | 0 | 0 | 0 | - | Inactive
| 1 | 3 | 2.2.10.21 | 0.6/1kV CU/MGT/XLPE/LSZH/GSWA or AWA/LSZH Cable - 3C+E - 70+35㎟ | - | POWER AND CONTROL CABLE | 0 | 0 | 0 | 0 | 0 | 0 | 0 | 0 | 0 | 0 | 0 | - | 0 | 0 | 0 | 0 | 0 | 0 | 0 | - | Inactive
| 1 | 3 | 2.2.10.22 | 0.6/1kV CU/MGT/XLPE/LSZH/GSWA or AWA/LSZH Cable - 3C+E - 95+50㎟ | - | POWER AND CONTROL CABLE | 0 | 0 | 0 | 0 | 0 | 0 | 0 | 0 | 0 | 0 | 0 | - | 0 | 0 | 0 | 0 | 0 | 0 | 0 | - | Inactive
| 1 | 3 | 2.2.10.23 | 0.6/1kV CU/MGT/XLPE/LSZH/GSWA or AWA/LSZH Cable - 3C+E - 120+70㎟ | - | POWER AND CONTROL CABLE | 0 | 0 | 0 | 0 | 0 | 0 | 0 | 0 | 0 | 0 | 0 | - | 0 | 0 | 0 | 0 | 0 | 0 | 0 | - | Inactive
| 1 | 3 | 2.2.10.24 | 0.6/1kV CU/MGT/XLPE/LSZH/GSWA or AWA/LSZH Cable - 3C+E - 150+95㎟ | - | POWER AND CONTROL CABLE | 0 | 0 | 0 | 0 | 0 | 0 | 0 | 0 | 0 | 0 | 0 | - | 0 | 0 | 0 | 0 | 0 | 0 | 0 | - | Inactive
| 1 | 3 | 2.2.10.25 | 0.6/1kV CU/MGT/XLPE/LSZH/GSWA or AWA/LSZH Cable - 3C+E - 185+95㎟ | - | POWER AND CONTROL CABLE | 0 | 0 | 0 | 0 | 0 | 0 | 0 | 0 | 0 | 0 | 0 | - | 0 | 0 | 0 | 0 | 0 | 0 | 0 | - | Inactive
| 1 | 3 | 2.2.10.26 | 0.6/1kV CU/MGT/XLPE/LSZH/GSWA or AWA/LSZH Cable - 3C+E - 240+120㎟ | - | POWER AND CONTROL CABLE | 0 | 0 | 0 | 0 | 0 | 0 | 0 | 0 | 0 | 0 | 0 | - | 0 | 0 | 0 | 0 | 0 | 0 | 0 | - | Inactive
| 1 | 3 | 2.2.10.27 | 0.6/1kV CU/MGT/XLPE/LSZH/GSWA or AWA/LSZH Cable - 2C+E - 4+4㎟ | - | POWER AND CONTROL CABLE | 0 | 0 | 0 | 0 | 0 | 0 | 0 | 0 | 0 | 0 | 0 | - | 0 | 0 | 0 | 0 | 0 | 0 | 0 | - | Inactive
| 1 | 3 | 2.2.10.28 | 0.6/1kV CU/MGT/XLPE/LSZH/GSWA or AWA/LSZH Cable - 2C+E - 6+6㎟ | - | POWER AND CONTROL CABLE | 0 | 0 | 0 | 0 | 0 | 0 | 0 | 0 | 0 | 0 | 0 | - | 0 | 0 | 0 | 0 | 0 | 0 | 0 | - | Inactive
| 1 | 3 | 2.2.10.29 | 0.6/1kV CU/MGT/XLPE/LSZH/GSWA or AWA/LSZH Cable - 2C+E - 10+10㎟ | - | POWER AND CONTROL CABLE | 0 | 0 | 0 | 0 | 0 | 0 | 0 | 0 | 0 | 0 | 0 | - | 0 | 0 | 0 | 0 | 0 | 0 | 0 | - | Inactive
| 1 | 3 | 2.2.10.30 | 0.6/1kV CU/MGT/XLPE/LSZH/GSWA or AWA/LSZH Cable - 2C+E - 16+16㎟ | - | POWER AND CONTROL CABLE | 0 | 0 | 0 | 0 | 0 | 0 | 0 | 0 | 0 | 0 | 0 | - | 0 | 0 | 0 | 0 | 0 | 0 | 0 | - | Inactive
| 1 | 3 | 2.2.10.31 | 0.6/1kV CU/MGT/XLPE/LSZH/GSWA or AWA/LSZH Cable - 2C+E - 25+16㎟ | - | POWER AND CONTROL CABLE | 0 | 0 | 0 | 0 | 0 | 0 | 0 | 0 | 0 | 0 | 0 | - | 0 | 0 | 0 | 0 | 0 | 0 | 0 | - | Inactive
| 1 | 3 | 2.2.10.32 | 0.6/1kV CU/MGT/XLPE/LSZH/GSWA or AWA/LSZH Cable - 2C+E - 35+25㎟ | - | POWER AND CONTROL CABLE | 0 | 0 | 0 | 0 | 0 | 0 | 0 | 0 | 0 | 0 | 0 | - | 0 | 0 | 0 | 0 | 0 | 0 | 0 | - | Inactive
| 1 | 3 | 2.2.10.33 | 0.6/1kV CU/MGT/XLPE/LSZH/GSWA or AWA/LSZH Cable - 2C+E - 50+25㎟ | - | POWER AND CONTROL CABLE | 0 | 0 | 0 | 0 | 0 | 0 | 0 | 0 | 0 | 0 | 0 | - | 0 | 0 | 0 | 0 | 0 | 0 | 0 | - | Inactive
| 1 | 3 | 2.2.10.34 | 0.6/1kV CU/MGT/XLPE/LSZH/GSWA or AWA/LSZH Cable - 2C+E - 70+35㎟ | - | POWER AND CONTROL CABLE | 0 | 0 | 0 | 0 | 0 | 0 | 0 | 0 | 0 | 0 | 0 | - | 0 | 0 | 0 | 0 | 0 | 0 | 0 | - | Inactive
| 1 | 3 | 2.2.10.35 | 0.6/1kV CU/MGT/XLPE/LSZH/GSWA or AWA/LSZH Cable - 2C+E - 95+50㎟ | - | POWER AND CONTROL CABLE | 0 | 0 | 0 | 0 | 0 | 0 | 0 | 0 | 0 | 0 | 0 | - | 0 | 0 | 0 | 0 | 0 | 0 | 0 | - | Inactive
| 1 | 3 | 2.2.10.36 | 0.6/1kV CU/MGT/XLPE/LSZH/GSWA or AWA/LSZH Cable - 2C+E - 120+70㎟ | - | POWER AND CONTROL CABLE | 0 | 0 | 0 | 0 | 0 | 0 | 0 | 0 | 0 | 0 | 0 | - | 0 | 0 | 0 | 0 | 0 | 0 | 0 | - | Inactive
| 1 | 3 | 2.2.10.37 | 0.6/1kV CU/MGT/XLPE/LSZH/GSWA or AWA/LSZH Cable - 2C+E - 150+95㎟ | - | POWER AND CONTROL CABLE | 0 | 0 | 0 | 0 | 0 | 0 | 0 | 0 | 0 | 0 | 0 | - | 0 | 0 | 0 | 0 | 0 | 0 | 0 | - | Inactive
| 1 | 3 | 2.2.10.38 | 0.6/1kV CU/MGT/XLPE/LSZH/GSWA or AWA/LSZH Cable - 2C+E - 185+95㎟ | - | POWER AND CONTROL CABLE | 0 | 0 | 0 | 0 | 0 | 0 | 0 | 0 | 0 | 0 | 0 | - | 0 | 0 | 0 | 0 | 0 | 0 | 0 | - | Inactive
| 1 | 3 | 2.2.10.39 | 0.6/1kV CU/MGT/XLPE/LSZH/GSWA or AWA/LSZH Cable - 2C+E - 240+120㎟ | - | POWER AND CONTROL CABLE | 0 | 0 | 0 | 0 | 0 | 0 | 0 | 0 | 0 | 0 | 0 | - | 0 | 0 | 0 | 0 | 0 | 0 | 0 | - | Inactive
| 1 | 3 | 2.2.10.40 | 0.6/1kV CU/MGT/XLPE/LSZH/GSWA or AWA/LSZH Cable - 4C - 4㎟ | - | POWER AND CONTROL CABLE | 0 | 0 | 0 | 0 | 0 | 0 | 0 | 0 | 0 | 0 | 0 | - | 0 | 0 | 0 | 0 | 0 | 0 | 0 | - | Inactive
| 1 | 3 | 2.2.10.41 | 0.6/1kV CU/MGT/XLPE/LSZH/GSWA or AWA/LSZH Cable - 4C - 6㎟ | - | POWER AND CONTROL CABLE | 0 | 0 | 0 | 0 | 0 | 0 | 0 | 0 | 0 | 0 | 0 | - | 0 | 0 | 0 | 0 | 0 | 0 | 0 | - | Inactive
| 1 | 3 | 2.2.10.42 | 0.6/1kV CU/MGT/XLPE/LSZH/GSWA or AWA/LSZH Cable - 4C - 10㎟ | - | POWER AND CONTROL CABLE | 0 | 0 | 0 | 0 | 0 | 0 | 0 | 0 | 0 | 0 | 0 | - | 0 | 0 | 0 | 0 | 0 | 0 | 0 | - | Inactive
| 1 | 3 | 2.2.10.43 | 0.6/1kV CU/MGT/XLPE/LSZH/GSWA or AWA/LSZH Cable - 4C - 16㎟ | - | POWER AND CONTROL CABLE | 0 | 0 | 0 | 0 | 0 | 0 | 0 | 0 | 0 | 0 | 0 | - | 0 | 0 | 0 | 0 | 0 | 0 | 0 | - | Inactive
| 1 | 3 | 2.2.10.44 | 0.6/1kV CU/MGT/XLPE/LSZH/GSWA or AWA/LSZH Cable - 4C - 25㎟ | - | POWER AND CONTROL CABLE | 0 | 0 | 0 | 0 | 0 | 0 | 0 | 0 | 0 | 0 | 0 | - | 0 | 0 | 0 | 0 | 0 | 0 | 0 | - | Inactive
| 1 | 3 | 2.2.10.45 | 0.6/1kV CU/MGT/XLPE/LSZH/GSWA or AWA/LSZH Cable - 4C - 35㎟ | - | POWER AND CONTROL CABLE | 0 | 0 | 0 | 0 | 0 | 0 | 0 | 0 | 0 | 0 | 0 | - | 0 | 0 | 0 | 0 | 0 | 0 | 0 | - | Inactive
| 1 | 3 | 2.2.10.46 | 0.6/1kV CU/MGT/XLPE/LSZH/GSWA or AWA/LSZH Cable - 4C - 50㎟ | - | POWER AND CONTROL CABLE | 0 | 0 | 0 | 0 | 0 | 0 | 0 | 0 | 0 | 0 | 0 | - | 0 | 0 | 0 | 0 | 0 | 0 | 0 | - | Inactive
| 1 | 3 | 2.2.10.47 | 0.6/1kV CU/MGT/XLPE/LSZH/GSWA or AWA/LSZH Cable - 4C - 70㎟ | - | POWER AND CONTROL CABLE | 0 | 0 | 0 | 0 | 0 | 0 | 0 | 0 | 0 | 0 | 0 | - | 0 | 0 | 0 | 0 | 0 | 0 | 0 | - | Inactive
| 1 | 3 | 2.2.10.48 | 0.6/1kV CU/MGT/XLPE/LSZH/GSWA or AWA/LSZH Cable - 4C - 95㎟ | - | POWER AND CONTROL CABLE | 0 | 0 | 0 | 0 | 0 | 0 | 0 | 0 | 0 | 0 | 0 | - | 0 | 0 | 0 | 0 | 0 | 0 | 0 | - | Inactive
| 1 | 3 | 2.2.10.49 | 0.6/1kV CU/MGT/XLPE/LSZH/GSWA or AWA/LSZH Cable - 4C - 120㎟ | - | POWER AND CONTROL CABLE | 0 | 0 | 0 | 0 | 0 | 0 | 0 | 0 | 0 | 0 | 0 | - | 0 | 0 | 0 | 0 | 0 | 0 | 0 | - | Inactive
| 1 | 3 | 2.2.10.50 | 0.6/1kV CU/MGT/XLPE/LSZH/GSWA or AWA/LSZH Cable - 4C - 150㎟ | - | POWER AND CONTROL CABLE | 0 | 0 | 0 | 0 | 0 | 0 | 0 | 0 | 0 | 0 | 0 | - | 0 | 0 | 0 | 0 | 0 | 0 | 0 | - | Inactive
| 1 | 3 | 2.2.10.51 | 0.6/1kV CU/MGT/XLPE/LSZH/GSWA or AWA/LSZH Cable - 4C - 185㎟ | - | POWER AND CONTROL CABLE | 0 | 0 | 0 | 0 | 0 | 0 | 0 | 0 | 0 | 0 | 0 | - | 0 | 0 | 0 | 0 | 0 | 0 | 0 | - | Inactive
| 1 | 3 | 2.2.10.52 | 0.6/1kV CU/MGT/XLPE/LSZH/GSWA or AWA/LSZH Cable - 4C - 240㎟ | - | POWER AND CONTROL CABLE | 0 | 0 | 0 | 0 | 0 | 0 | 0 | 0 | 0 | 0 | 0 | - | 0 | 0 | 0 | 0 | 0 | 0 | 0 | - | Inactive
| 1 | 3 | 2.2.10.53 | 0.6/1kV CU/MGT/XLPE/LSZH/GSWA or AWA/LSZH Cable - 3C - 4㎟ | - | POWER AND CONTROL CABLE | 0 | 0 | 0 | 0 | 0 | 0 | 0 | 0 | 0 | 0 | 0 | - | 0 | 0 | 0 | 0 | 0 | 0 | 0 | - | Inactive
| 1 | 3 | 2.2.10.54 | 0.6/1kV CU/MGT/XLPE/LSZH/GSWA or AWA/LSZH Cable - 3C - 6㎟ | - | POWER AND CONTROL CABLE | 0 | 0 | 0 | 0 | 0 | 0 | 0 | 0 | 0 | 0 | 0 | - | 0 | 0 | 0 | 0 | 0 | 0 | 0 | - | Inactive
| 1 | 3 | 2.2.10.55 | 0.6/1kV CU/MGT/XLPE/LSZH/GSWA or AWA/LSZH Cable - 3C - 10㎟ | - | POWER AND CONTROL CABLE | 0 | 0 | 0 | 0 | 0 | 0 | 0 | 0 | 0 | 0 | 0 | - | 0 | 0 | 0 | 0 | 0 | 0 | 0 | - | Inactive
| 1 | 3 | 2.2.10.56 | 0.6/1kV CU/MGT/XLPE/LSZH/GSWA or AWA/LSZH Cable - 3C - 16㎟ | - | POWER AND CONTROL CABLE | 0 | 0 | 0 | 0 | 0 | 0 | 0 | 0 | 0 | 0 | 0 | - | 0 | 0 | 0 | 0 | 0 | 0 | 0 | - | Inactive
| 1 | 3 | 2.2.10.57 | 0.6/1kV CU/MGT/XLPE/LSZH/GSWA or AWA/LSZH Cable - 3C - 25㎟ | - | POWER AND CONTROL CABLE | 0 | 0 | 0 | 0 | 0 | 0 | 0 | 0 | 0 | 0 | 0 | - | 0 | 0 | 0 | 0 | 0 | 0 | 0 | - | Inactive
| 1 | 3 | 2.2.10.58 | 0.6/1kV CU/MGT/XLPE/LSZH/GSWA or AWA/LSZH Cable - 3C - 35㎟ | - | POWER AND CONTROL CABLE | 0 | 0 | 0 | 0 | 0 | 0 | 0 | 0 | 0 | 0 | 0 | - | 0 | 0 | 0 | 0 | 0 | 0 | 0 | - | Inactive
| 1 | 3 | 2.2.10.59 | 0.6/1kV CU/MGT/XLPE/LSZH/GSWA or AWA/LSZH Cable - 3C - 50㎟ | - | POWER AND CONTROL CABLE | 0 | 0 | 0 | 0 | 0 | 0 | 0 | 0 | 0 | 0 | 0 | - | 0 | 0 | 0 | 0 | 0 | 0 | 0 | - | Inactive
| 1 | 3 | 2.2.10.60 | 0.6/1kV CU/MGT/XLPE/LSZH/GSWA or AWA/LSZH Cable - 3C - 70㎟ | - | POWER AND CONTROL CABLE | 0 | 0 | 0 | 0 | 0 | 0 | 0 | 0 | 0 | 0 | 0 | - | 0 | 0 | 0 | 0 | 0 | 0 | 0 | - | Inactive
| 1 | 3 | 2.2.10.61 | 0.6/1kV CU/MGT/XLPE/LSZH/GSWA or AWA/LSZH Cable - 3C - 95㎟ | - | POWER AND CONTROL CABLE | 0 | 0 | 0 | 0 | 0 | 0 | 0 | 0 | 0 | 0 | 0 | - | 0 | 0 | 0 | 0 | 0 | 0 | 0 | - | Inactive
| 1 | 3 | 2.2.10.62 | 0.6/1kV CU/MGT/XLPE/LSZH/GSWA or AWA/LSZH Cable - 3C - 120㎟ | - | POWER AND CONTROL CABLE | 0 | 0 | 0 | 0 | 0 | 0 | 0 | 0 | 0 | 0 | 0 | - | 0 | 0 | 0 | 0 | 0 | 0 | 0 | - | Inactive
| 1 | 3 | 2.2.10.63 | 0.6/1kV CU/MGT/XLPE/LSZH/GSWA or AWA/LSZH Cable - 3C - 150㎟ | - | POWER AND CONTROL CABLE | 0 | 0 | 0 | 0 | 0 | 0 | 0 | 0 | 0 | 0 | 0 | - | 0 | 0 | 0 | 0 | 0 | 0 | 0 | - | Inactive
| 1 | 3 | 2.2.10.64 | 0.6/1kV CU/MGT/XLPE/LSZH/GSWA or AWA/LSZH Cable - 3C - 185㎟ | - | POWER AND CONTROL CABLE | 0 | 0 | 0 | 0 | 0 | 0 | 0 | 0 | 0 | 0 | 0 | - | 0 | 0 | 0 | 0 | 0 | 0 | 0 | - | Inactive
| 1 | 3 | 2.2.10.65 | 0.6/1kV CU/MGT/XLPE/LSZH/GSWA or AWA/LSZH Cable - 3C - 240㎟ | - | POWER AND CONTROL CABLE | 0 | 0 | 0 | 0 | 0 | 0 | 0 | 0 | 0 | 0 | 0 | - | 0 | 0 | 0 | 0 | 0 | 0 | 0 | - | Inactive
| 1 | 3 | 2.2.10.66 | 0.6/1kV CU/MGT/XLPE/LSZH/GSWA or AWA/LSZH Cable - 2C - 4㎟ | - | POWER AND CONTROL CABLE | 0 | 0 | 0 | 0 | 0 | 0 | 0 | 0 | 0 | 0 | 0 | - | 0 | 0 | 0 | 0 | 0 | 0 | 0 | - | Inactive
| 1 | 3 | 2.2.10.67 | 0.6/1kV CU/MGT/XLPE/LSZH/GSWA or AWA/LSZH Cable - 2C - 6㎟ | - | POWER AND CONTROL CABLE | 0 | 0 | 0 | 0 | 0 | 0 | 0 | 0 | 0 | 0 | 0 | - | 0 | 0 | 0 | 0 | 0 | 0 | 0 | - | Inactive
| 1 | 3 | 2.2.10.68 | 0.6/1kV CU/MGT/XLPE/LSZH/GSWA or AWA/LSZH Cable - 2C - 10㎟ | - | POWER AND CONTROL CABLE | 0 | 0 | 0 | 0 | 0 | 0 | 0 | 0 | 0 | 0 | 0 | - | 0 | 0 | 0 | 0 | 0 | 0 | 0 | - | Inactive
| 1 | 3 | 2.2.10.69 | 0.6/1kV CU/MGT/XLPE/LSZH/GSWA or AWA/LSZH Cable - 2C - 16㎟ | - | POWER AND CONTROL CABLE | 0 | 0 | 0 | 0 | 0 | 0 | 0 | 0 | 0 | 0 | 0 | - | 0 | 0 | 0 | 0 | 0 | 0 | 0 | - | Inactive
| 1 | 3 | 2.2.10.70 | 0.6/1kV CU/MGT/XLPE/LSZH/GSWA or AWA/LSZH Cable - 2C - 25㎟ | - | POWER AND CONTROL CABLE | 0 | 0 | 0 | 0 | 0 | 0 | 0 | 0 | 0 | 0 | 0 | - | 0 | 0 | 0 | 0 | 0 | 0 | 0 | - | Inactive
| 1 | 3 | 2.2.10.71 | 0.6/1kV CU/MGT/XLPE/LSZH/GSWA or AWA/LSZH Cable - 2C - 35㎟ | - | POWER AND CONTROL CABLE | 0 | 0 | 0 | 0 | 0 | 0 | 0 | 0 | 0 | 0 | 0 | - | 0 | 0 | 0 | 0 | 0 | 0 | 0 | - | Inactive
| 1 | 3 | 2.2.10.72 | 0.6/1kV CU/MGT/XLPE/LSZH/GSWA or AWA/LSZH Cable - 2C - 50㎟ | - | POWER AND CONTROL CABLE | 0 | 0 | 0 | 0 | 0 | 0 | 0 | 0 | 0 | 0 | 0 | - | 0 | 0 | 0 | 0 | 0 | 0 | 0 | - | Inactive
| 1 | 3 | 2.2.10.73 | 0.6/1kV CU/MGT/XLPE/LSZH/GSWA or AWA/LSZH Cable - 2C - 70㎟ | - | POWER AND CONTROL CABLE | 0 | 0 | 0 | 0 | 0 | 0 | 0 | 0 | 0 | 0 | 0 | - | 0 | 0 | 0 | 0 | 0 | 0 | 0 | - | Inactive
| 1 | 3 | 2.2.10.74 | 0.6/1kV CU/MGT/XLPE/LSZH/GSWA or AWA/LSZH Cable - 2C - 95㎟ | - | POWER AND CONTROL CABLE | 0 | 0 | 0 | 0 | 0 | 0 | 0 | 0 | 0 | 0 | 0 | - | 0 | 0 | 0 | 0 | 0 | 0 | 0 | - | Inactive
| 1 | 3 | 2.2.10.75 | 0.6/1kV CU/MGT/XLPE/LSZH/GSWA or AWA/LSZH Cable - 2C - 120㎟ | - | POWER AND CONTROL CABLE | 0 | 0 | 0 | 0 | 0 | 0 | 0 | 0 | 0 | 0 | 0 | - | 0 | 0 | 0 | 0 | 0 | 0 | 0 | - | Inactive
| 1 | 3 | 2.2.10.76 | 0.6/1kV CU/MGT/XLPE/LSZH/GSWA or AWA/LSZH Cable - 2C - 150㎟ | - | POWER AND CONTROL CABLE | 0 | 0 | 0 | 0 | 0 | 0 | 0 | 0 | 0 | 0 | 0 | - | 0 | 0 | 0 | 0 | 0 | 0 | 0 | - | Inactive
| 1 | 3 | 2.2.10.77 | 0.6/1kV CU/MGT/XLPE/LSZH/GSWA or AWA/LSZH Cable - 2C - 185㎟ | - | POWER AND CONTROL CABLE | 0 | 0 | 0 | 0 | 0 | 0 | 0 | 0 | 0 | 0 | 0 | - | 0 | 0 | 0 | 0 | 0 | 0 | 0 | - | Inactive
| 1 | 3 | 2.2.10.78 | 0.6/1kV CU/MGT/XLPE/LSZH/GSWA or AWA/LSZH Cable - 2C - 240㎟ | - | POWER AND CONTROL CABLE | 0 | 0 | 0 | 0 | 0 | 0 | 0 | 0 | 0 | 0 | 0 | - | 0 | 0 | 0 | 0 | 0 | 0 | 0 | - | Inactive
| 1 | 3 | 2.2.10.79 | 0.6/1kV CU/MGT/XLPE/LSZH/GSWA or AWA/LSZH Cable - 1C - 240㎟ | - | POWER AND CONTROL CABLE | 0 | 0 | 0 | 0 | 0 | 0 | 0 | 0 | 0 | 0 | 0 | - | 0 | 0 | 0 | 0 | 0 | 0 | 0 | - | Inactive
| 1 | 3 | 2.2.10.80 | 0.6/1kV CU/MGT/XLPE/LSZH/GSWA or AWA/LSZH Cable - 1C - 300㎟ | - | POWER AND CONTROL CABLE | 0 | 0 | 0 | 0 | 0 | 0 | 0 | 0 | 0 | 0 | 0 | - | 0 | 0 | 0 | 0 | 0 | 0 | 0 | - | Inactive
| 1 | 3 | 2.2.10.81 | 0.6/1kV CU/MGT/XLPE/LSZH/GSWA or AWA/LSZH Cable - 1C - 400㎟ | - | POWER AND CONTROL CABLE | 0 | 0 | 0 | 0 | 0 | 0 | 0 | 0 | 0 | 0 | 0 | - | 0 | 0 | 0 | 0 | 0 | 0 | 0 | - | Inactive
| 1 | 3 | 2.2.10.82 | 0.6/1kV CU/MGT/XLPE/LSZH/GSWA or AWA/LSZH Cable - 1C - 500㎟ | - | POWER AND CONTROL CABLE | 0 | 0 | 0 | 0 | 0 | 0 | 0 | 0 | 0 | 0 | 0 | - | 0 | 0 | 0 | 0 | 0 | 0 | 0 | - | Inactive
| 1 | 3 | 2.2.10.83 | 0.6/1kV CU/MGT/XLPE/LSZH/GSWA or AWA/LSZH Cable - 1C - 630㎟ | - | POWER AND CONTROL CABLE | 0 | 0 | 0 | 0 | 0 | 0 | 0 | 0 | 0 | 0 | 0 | - | 0 | 0 | 0 | 0 | 0 | 0 | 0 | - | Inactive
| 0 | 2 | 2.2.11 | Low Voltage Power Cable (CU/XLPE/LSZH), Flame Retardant - EWLV5 | - | POWER AND CONTROL CABLE | 0 | 0 | 0 | 0 | 0 | 0 | 0 | 0 | 0 | 0 | 0 | - | 0 | 0 | 0 | 0 | 0 | 0 | 84 | - | Active
| 1 | 3 | 2.2.11.1 | 0.6/1kV CU/XLPE/LSZH Cable - 4C+E - 4+4㎟ | - | POWER AND CONTROL CABLE | 0 | 0 | 0 | 0 | 0 | 0 | 0 | 0 | 0 | 0 | 0 | - | 0 | 0 | 0 | 0 | 0 | 0 | 0 | - | Inactive
| 1 | 3 | 2.2.11.2 | 0.6/1kV CU/XLPE/LSZH Cable - 4C+E - 6+6㎟ | - | POWER AND CONTROL CABLE | 0 | 0 | 0 | 0 | 0 | 0 | 0 | 0 | 0 | 0 | 0 | - | 0 | 0 | 0 | 0 | 0 | 0 | 0 | - | Inactive
| 1 | 3 | 2.2.11.3 | 0.6/1kV CU/XLPE/LSZH Cable - 4C+E - 10+10㎟ | - | POWER AND CONTROL CABLE | 0 | 0 | 0 | 0 | 0 | 0 | 0 | 0 | 0 | 0 | 0 | - | 0 | 0 | 0 | 0 | 0 | 0 | 0 | - | Inactive
| 1 | 3 | 2.2.11.4 | 0.6/1kV CU/XLPE/LSZH Cable - 4C+E - 16+16㎟ | - | POWER AND CONTROL CABLE | 0 | 0 | 0 | 0 | 0 | 0 | 0 | 0 | 0 | 0 | 0 | - | 0 | 0 | 0 | 0 | 0 | 0 | 0 | - | Inactive
| 1 | 3 | 2.2.11.5 | 0.6/1kV CU/XLPE/LSZH Cable - 4C+E - 25+16㎟ | - | POWER AND CONTROL CABLE | 0 | 0 | 0 | 0 | 0 | 0 | 0 | 0 | 0 | 0 | 0 | - | 0 | 0 | 0 | 0 | 0 | 0 | 0 | - | Inactive
| 1 | 3 | 2.2.11.6 | 0.6/1kV CU/XLPE/LSZH Cable - 4C+E - 35+25㎟ | - | POWER AND CONTROL CABLE | 0 | 0 | 0 | 0 | 0 | 0 | 0 | 0 | 0 | 0 | 0 | - | 0 | 0 | 0 | 0 | 0 | 0 | 0 | - | Inactive
| 1 | 3 | 2.2.11.7 | 0.6/1kV CU/XLPE/LSZH Cable - 4C+E - 50+25㎟ | - | POWER AND CONTROL CABLE | 0 | 0 | 0 | 0 | 0 | 0 | 0 | 0 | 0 | 0 | 0 | - | 0 | 0 | 0 | 0 | 0 | 0 | 0 | - | Inactive
| 1 | 3 | 2.2.11.8 | 0.6/1kV CU/XLPE/LSZH Cable - 4C+E - 70+35㎟ | - | POWER AND CONTROL CABLE | 0 | 0 | 0 | 0 | 0 | 0 | 0 | 0 | 0 | 0 | 0 | - | 0 | 0 | 0 | 0 | 0 | 0 | 0 | - | Inactive
| 1 | 3 | 2.2.11.9 | 0.6/1kV CU/XLPE/LSZH Cable - 4C+E - 95+50㎟ | - | POWER AND CONTROL CABLE | 0 | 0 | 0 | 0 | 0 | 0 | 0 | 0 | 0 | 0 | 0 | - | 0 | 0 | 0 | 0 | 0 | 0 | 0 | - | Inactive
| 1 | 3 | 2.2.11.10 | 0.6/1kV CU/XLPE/LSZH Cable - 4C+E - 120+70㎟ | - | POWER AND CONTROL CABLE | 0 | 0 | 0 | 0 | 0 | 0 | 0 | 0 | 0 | 0 | 0 | - | 0 | 0 | 0 | 0 | 0 | 0 | 0 | - | Inactive
| 1 | 3 | 2.2.11.11 | 0.6/1kV CU/XLPE/LSZH Cable - 4C+E - 150+95㎟ | - | POWER AND CONTROL CABLE | 0 | 0 | 0 | 0 | 0 | 0 | 0 | 0 | 0 | 0 | 0 | - | 0 | 0 | 0 | 0 | 0 | 0 | 0 | - | Inactive
| 1 | 3 | 2.2.11.12 | 0.6/1kV CU/XLPE/LSZH Cable - 4C+E - 185+95㎟ | - | POWER AND CONTROL CABLE | 0 | 0 | 0 | 0 | 0 | 0 | 0 | 0 | 0 | 0 | 0 | - | 0 | 0 | 0 | 0 | 0 | 0 | 0 | - | Inactive
| 1 | 3 | 2.2.11.13 | 0.6/1kV CU/XLPE/LSZH Cable - 4C+E - 240+120㎟ | - | POWER AND CONTROL CABLE | 0 | 0 | 0 | 0 | 0 | 0 | 0 | 0 | 0 | 0 | 0 | - | 0 | 0 | 0 | 0 | 0 | 0 | 0 | - | Inactive
| 1 | 3 | 2.2.11.14 | 0.6/1kV CU/XLPE/LSZH Cable - 3C+E - 4+4㎟ | - | POWER AND CONTROL CABLE | 0 | 0 | 0 | 0 | 0 | 0 | 0 | 0 | 0 | 0 | 0 | - | 0 | 0 | 0 | 0 | 0 | 0 | 0 | - | Inactive
| 1 | 3 | 2.2.11.15 | 0.6/1kV CU/XLPE/LSZH Cable - 3C+E - 6+6㎟ | - | POWER AND CONTROL CABLE | 0 | 0 | 0 | 0 | 0 | 0 | 0 | 0 | 0 | 0 | 0 | - | 0 | 0 | 0 | 0 | 0 | 0 | 0 | - | Inactive
| 1 | 3 | 2.2.11.16 | 0.6/1kV CU/XLPE/LSZH Cable - 3C+E - 10+10㎟ | - | POWER AND CONTROL CABLE | 0 | 0 | 0 | 0 | 0 | 0 | 0 | 0 | 0 | 0 | 0 | - | 0 | 0 | 0 | 0 | 0 | 0 | 0 | - | Inactive
| 1 | 3 | 2.2.11.17 | 0.6/1kV CU/XLPE/LSZH Cable - 3C+E - 16+16㎟ | - | POWER AND CONTROL CABLE | 0 | 0 | 0 | 0 | 0 | 0 | 0 | 0 | 0 | 0 | 0 | - | 0 | 0 | 0 | 0 | 0 | 0 | 0 | - | Inactive
| 1 | 3 | 2.2.11.18 | 0.6/1kV CU/XLPE/LSZH Cable - 3C+E - 25+16㎟ | - | POWER AND CONTROL CABLE | 0 | 0 | 0 | 0 | 0 | 0 | 0 | 0 | 0 | 0 | 0 | - | 0 | 0 | 0 | 0 | 0 | 0 | 0 | - | Inactive
| 1 | 3 | 2.2.11.19 | 0.6/1kV CU/XLPE/LSZH Cable - 3C+E - 35+25㎟ | - | POWER AND CONTROL CABLE | 0 | 0 | 0 | 0 | 0 | 0 | 0 | 0 | 0 | 0 | 0 | - | 0 | 0 | 0 | 0 | 0 | 0 | 0 | - | Inactive
| 1 | 3 | 2.2.11.20 | 0.6/1kV CU/XLPE/LSZH Cable - 3C+E - 50+25㎟ | - | POWER AND CONTROL CABLE | 0 | 0 | 0 | 0 | 0 | 0 | 0 | 0 | 0 | 0 | 0 | - | 0 | 0 | 0 | 0 | 0 | 0 | 0 | - | Inactive
| 1 | 3 | 2.2.11.21 | 0.6/1kV CU/XLPE/LSZH Cable - 3C+E - 70+35㎟ | - | POWER AND CONTROL CABLE | 0 | 0 | 0 | 0 | 0 | 0 | 0 | 0 | 0 | 0 | 0 | - | 0 | 0 | 0 | 0 | 0 | 0 | 0 | - | Inactive
| 1 | 3 | 2.2.11.22 | 0.6/1kV CU/XLPE/LSZH Cable - 3C+E - 95+50㎟ | - | POWER AND CONTROL CABLE | 0 | 0 | 0 | 0 | 0 | 0 | 0 | 0 | 0 | 0 | 0 | - | 0 | 0 | 0 | 0 | 0 | 0 | 0 | - | Inactive
| 1 | 3 | 2.2.11.23 | 0.6/1kV CU/XLPE/LSZH Cable - 3C+E - 120+70㎟ | - | POWER AND CONTROL CABLE | 0 | 0 | 0 | 0 | 0 | 0 | 0 | 0 | 0 | 0 | 0 | - | 0 | 0 | 0 | 0 | 0 | 0 | 0 | - | Inactive
| 1 | 3 | 2.2.11.24 | 0.6/1kV CU/XLPE/LSZH Cable - 3C+E - 150+95㎟ | - | POWER AND CONTROL CABLE | 0 | 0 | 0 | 0 | 0 | 0 | 0 | 0 | 0 | 0 | 0 | - | 0 | 0 | 0 | 0 | 0 | 0 | 0 | - | Inactive
| 1 | 3 | 2.2.11.25 | 0.6/1kV CU/XLPE/LSZH Cable - 3C+E - 185+95㎟ | - | POWER AND CONTROL CABLE | 0 | 0 | 0 | 0 | 0 | 0 | 0 | 0 | 0 | 0 | 0 | - | 0 | 0 | 0 | 0 | 0 | 0 | 0 | - | Inactive
| 1 | 3 | 2.2.11.26 | 0.6/1kV CU/XLPE/LSZH Cable - 3C+E - 240+120㎟ | - | POWER AND CONTROL CABLE | 0 | 0 | 0 | 0 | 0 | 0 | 0 | 0 | 0 | 0 | 0 | - | 0 | 0 | 0 | 0 | 0 | 0 | 0 | - | Inactive
| 1 | 3 | 2.2.11.27 | 0.6/1kV CU/XLPE/LSZH Cable - 2C+E - 4+4㎟ | - | POWER AND CONTROL CABLE | 84 | 0 | 4835.069 | 1212.471 | 593.1175 | 0 | 406145.7988 | 101847.5644 | 49821.8694 | 557815.2327 | 7.6468 | MP06 | 19 | 10 | 1000 | 0.19 | 15.96 | 0.84 | 84 | F.02.02.01 | Active
| 1 | 3 | 2.2.11.28 | 0.6/1kV CU/XLPE/LSZH Cable - 2C+E - 6+6㎟ | - | POWER AND CONTROL CABLE | 0 | 0 | 0 | 0 | 0 | 0 | 0 | 0 | 0 | 0 | 0 | - | 0 | 0 | 0 | 0 | 0 | 0 | 0 | - | Inactive
| 1 | 3 | 2.2.11.29 | 0.6/1kV CU/XLPE/LSZH Cable - 2C+E - 10+10㎟ | - | POWER AND CONTROL CABLE | 0 | 0 | 0 | 0 | 0 | 0 | 0 | 0 | 0 | 0 | 0 | - | 0 | 0 | 0 | 0 | 0 | 0 | 0 | - | Inactive
| 1 | 3 | 2.2.11.30 | 0.6/1kV CU/XLPE/LSZH Cable - 2C+E - 16+16㎟ | - | POWER AND CONTROL CABLE | 0 | 0 | 0 | 0 | 0 | 0 | 0 | 0 | 0 | 0 | 0 | - | 0 | 0 | 0 | 0 | 0 | 0 | 0 | - | Inactive
| 1 | 3 | 2.2.11.31 | 0.6/1kV CU/XLPE/LSZH Cable - 2C+E - 25+16㎟ | - | POWER AND CONTROL CABLE | 0 | 0 | 0 | 0 | 0 | 0 | 0 | 0 | 0 | 0 | 0 | - | 0 | 0 | 0 | 0 | 0 | 0 | 0 | - | Inactive
| 1 | 3 | 2.2.11.32 | 0.6/1kV CU/XLPE/LSZH Cable - 2C+E - 35+25㎟ | - | POWER AND CONTROL CABLE | 0 | 0 | 0 | 0 | 0 | 0 | 0 | 0 | 0 | 0 | 0 | - | 0 | 0 | 0 | 0 | 0 | 0 | 0 | - | Inactive
| 1 | 3 | 2.2.11.33 | 0.6/1kV CU/XLPE/LSZH Cable - 2C+E - 50+25㎟ | - | POWER AND CONTROL CABLE | 0 | 0 | 0 | 0 | 0 | 0 | 0 | 0 | 0 | 0 | 0 | - | 0 | 0 | 0 | 0 | 0 | 0 | 0 | - | Inactive
| 1 | 3 | 2.2.11.34 | 0.6/1kV CU/XLPE/LSZH Cable - 2C+E - 70+35㎟ | - | POWER AND CONTROL CABLE | 0 | 0 | 0 | 0 | 0 | 0 | 0 | 0 | 0 | 0 | 0 | - | 0 | 0 | 0 | 0 | 0 | 0 | 0 | - | Inactive
| 1 | 3 | 2.2.11.35 | 0.6/1kV CU/XLPE/LSZH Cable - 2C+E - 95+50㎟ | - | POWER AND CONTROL CABLE | 0 | 0 | 0 | 0 | 0 | 0 | 0 | 0 | 0 | 0 | 0 | - | 0 | 0 | 0 | 0 | 0 | 0 | 0 | - | Inactive
| 1 | 3 | 2.2.11.36 | 0.6/1kV CU/XLPE/LSZH Cable - 2C+E - 120+70㎟ | - | POWER AND CONTROL CABLE | 0 | 0 | 0 | 0 | 0 | 0 | 0 | 0 | 0 | 0 | 0 | - | 0 | 0 | 0 | 0 | 0 | 0 | 0 | - | Inactive
| 1 | 3 | 2.2.11.37 | 0.6/1kV CU/XLPE/LSZH Cable - 2C+E - 150+95㎟ | - | POWER AND CONTROL CABLE | 0 | 0 | 0 | 0 | 0 | 0 | 0 | 0 | 0 | 0 | 0 | - | 0 | 0 | 0 | 0 | 0 | 0 | 0 | - | Inactive
| 1 | 3 | 2.2.11.38 | 0.6/1kV CU/XLPE/LSZH Cable - 2C+E - 185+95㎟ | - | POWER AND CONTROL CABLE | 0 | 0 | 0 | 0 | 0 | 0 | 0 | 0 | 0 | 0 | 0 | - | 0 | 0 | 0 | 0 | 0 | 0 | 0 | - | Inactive
| 1 | 3 | 2.2.11.39 | 0.6/1kV CU/XLPE/LSZH Cable - 2C+E - 240+120㎟ | - | POWER AND CONTROL CABLE | 0 | 0 | 0 | 0 | 0 | 0 | 0 | 0 | 0 | 0 | 0 | - | 0 | 0 | 0 | 0 | 0 | 0 | 0 | - | Inactive
| 1 | 3 | 2.2.11.40 | 0.6/1kV CU/XLPE/LSZH Cable - 4C - 4㎟ | - | POWER AND CONTROL CABLE | 0 | 0 | 0 | 0 | 0 | 0 | 0 | 0 | 0 | 0 | 0 | - | 0 | 0 | 0 | 0 | 0 | 0 | 0 | - | Inactive
| 1 | 3 | 2.2.11.41 | 0.6/1kV CU/XLPE/LSZH Cable - 4C - 6㎟ | - | POWER AND CONTROL CABLE | 0 | 0 | 0 | 0 | 0 | 0 | 0 | 0 | 0 | 0 | 0 | - | 0 | 0 | 0 | 0 | 0 | 0 | 0 | - | Inactive
| 1 | 3 | 2.2.11.42 | 0.6/1kV CU/XLPE/LSZH Cable - 4C - 10㎟ | - | POWER AND CONTROL CABLE | 0 | 0 | 0 | 0 | 0 | 0 | 0 | 0 | 0 | 0 | 0 | - | 0 | 0 | 0 | 0 | 0 | 0 | 0 | - | Inactive
| 1 | 3 | 2.2.11.43 | 0.6/1kV CU/XLPE/LSZH Cable - 4C - 16㎟ | - | POWER AND CONTROL CABLE | 0 | 0 | 0 | 0 | 0 | 0 | 0 | 0 | 0 | 0 | 0 | - | 0 | 0 | 0 | 0 | 0 | 0 | 0 | - | Inactive
| 1 | 3 | 2.2.11.44 | 0.6/1kV CU/XLPE/LSZH Cable - 4C - 25㎟ | - | POWER AND CONTROL CABLE | 0 | 0 | 0 | 0 | 0 | 0 | 0 | 0 | 0 | 0 | 0 | - | 0 | 0 | 0 | 0 | 0 | 0 | 0 | - | Inactive
| 1 | 3 | 2.2.11.45 | 0.6/1kV CU/XLPE/LSZH Cable - 4C - 35㎟ | - | POWER AND CONTROL CABLE | 0 | 0 | 0 | 0 | 0 | 0 | 0 | 0 | 0 | 0 | 0 | - | 0 | 0 | 0 | 0 | 0 | 0 | 0 | - | Inactive
| 1 | 3 | 2.2.11.46 | 0.6/1kV CU/XLPE/LSZH Cable - 4C - 50㎟ | - | POWER AND CONTROL CABLE | 0 | 0 | 0 | 0 | 0 | 0 | 0 | 0 | 0 | 0 | 0 | - | 0 | 0 | 0 | 0 | 0 | 0 | 0 | - | Inactive
| 1 | 3 | 2.2.11.47 | 0.6/1kV CU/XLPE/LSZH Cable - 4C - 70㎟ | - | POWER AND CONTROL CABLE | 0 | 0 | 0 | 0 | 0 | 0 | 0 | 0 | 0 | 0 | 0 | - | 0 | 0 | 0 | 0 | 0 | 0 | 0 | - | Inactive
| 1 | 3 | 2.2.11.48 | 0.6/1kV CU/XLPE/LSZH Cable - 4C - 95㎟ | - | POWER AND CONTROL CABLE | 0 | 0 | 0 | 0 | 0 | 0 | 0 | 0 | 0 | 0 | 0 | - | 0 | 0 | 0 | 0 | 0 | 0 | 0 | - | Inactive
| 1 | 3 | 2.2.11.49 | 0.6/1kV CU/XLPE/LSZH Cable - 4C - 120㎟ | - | POWER AND CONTROL CABLE | 0 | 0 | 0 | 0 | 0 | 0 | 0 | 0 | 0 | 0 | 0 | - | 0 | 0 | 0 | 0 | 0 | 0 | 0 | - | Inactive
| 1 | 3 | 2.2.11.50 | 0.6/1kV CU/XLPE/LSZH Cable - 4C - 150㎟ | - | POWER AND CONTROL CABLE | 0 | 0 | 0 | 0 | 0 | 0 | 0 | 0 | 0 | 0 | 0 | - | 0 | 0 | 0 | 0 | 0 | 0 | 0 | - | Inactive
| 1 | 3 | 2.2.11.51 | 0.6/1kV CU/XLPE/LSZH Cable - 4C - 185㎟ | - | POWER AND CONTROL CABLE | 0 | 0 | 0 | 0 | 0 | 0 | 0 | 0 | 0 | 0 | 0 | - | 0 | 0 | 0 | 0 | 0 | 0 | 0 | - | Inactive
| 1 | 3 | 2.2.11.52 | 0.6/1kV CU/XLPE/LSZH Cable - 4C - 240㎟ | - | POWER AND CONTROL CABLE | 0 | 0 | 0 | 0 | 0 | 0 | 0 | 0 | 0 | 0 | 0 | - | 0 | 0 | 0 | 0 | 0 | 0 | 0 | - | Inactive
| 1 | 3 | 2.2.11.53 | 0.6/1kV CU/XLPE/LSZH Cable - 3C - 4㎟ | - | POWER AND CONTROL CABLE | 0 | 0 | 0 | 0 | 0 | 0 | 0 | 0 | 0 | 0 | 0 | - | 0 | 0 | 0 | 0 | 0 | 0 | 0 | - | Inactive
| 1 | 3 | 2.2.11.54 | 0.6/1kV CU/XLPE/LSZH Cable - 3C - 6㎟ | - | POWER AND CONTROL CABLE | 0 | 0 | 0 | 0 | 0 | 0 | 0 | 0 | 0 | 0 | 0 | - | 0 | 0 | 0 | 0 | 0 | 0 | 0 | - | Inactive
| 1 | 3 | 2.2.11.55 | 0.6/1kV CU/XLPE/LSZH Cable - 3C - 10㎟ | - | POWER AND CONTROL CABLE | 0 | 0 | 0 | 0 | 0 | 0 | 0 | 0 | 0 | 0 | 0 | - | 0 | 0 | 0 | 0 | 0 | 0 | 0 | - | Inactive
| 1 | 3 | 2.2.11.56 | 0.6/1kV CU/XLPE/LSZH Cable - 3C - 16㎟ | - | POWER AND CONTROL CABLE | 0 | 0 | 0 | 0 | 0 | 0 | 0 | 0 | 0 | 0 | 0 | - | 0 | 0 | 0 | 0 | 0 | 0 | 0 | - | Inactive
| 1 | 3 | 2.2.11.57 | 0.6/1kV CU/XLPE/LSZH Cable - 3C - 25㎟ | - | POWER AND CONTROL CABLE | 0 | 0 | 0 | 0 | 0 | 0 | 0 | 0 | 0 | 0 | 0 | - | 0 | 0 | 0 | 0 | 0 | 0 | 0 | - | Inactive
| 1 | 3 | 2.2.11.58 | 0.6/1kV CU/XLPE/LSZH Cable - 3C - 35㎟ | - | POWER AND CONTROL CABLE | 0 | 0 | 0 | 0 | 0 | 0 | 0 | 0 | 0 | 0 | 0 | - | 0 | 0 | 0 | 0 | 0 | 0 | 0 | - | Inactive
| 1 | 3 | 2.2.11.59 | 0.6/1kV CU/XLPE/LSZH Cable - 3C - 50㎟ | - | POWER AND CONTROL CABLE | 0 | 0 | 0 | 0 | 0 | 0 | 0 | 0 | 0 | 0 | 0 | - | 0 | 0 | 0 | 0 | 0 | 0 | 0 | - | Inactive
| 1 | 3 | 2.2.11.60 | 0.6/1kV CU/XLPE/LSZH Cable - 3C - 70㎟ | - | POWER AND CONTROL CABLE | 0 | 0 | 0 | 0 | 0 | 0 | 0 | 0 | 0 | 0 | 0 | - | 0 | 0 | 0 | 0 | 0 | 0 | 0 | - | Inactive
| 1 | 3 | 2.2.11.61 | 0.6/1kV CU/XLPE/LSZH Cable - 3C - 95㎟ | - | POWER AND CONTROL CABLE | 0 | 0 | 0 | 0 | 0 | 0 | 0 | 0 | 0 | 0 | 0 | - | 0 | 0 | 0 | 0 | 0 | 0 | 0 | - | Inactive
| 1 | 3 | 2.2.11.62 | 0.6/1kV CU/XLPE/LSZH Cable - 3C - 120㎟ | - | POWER AND CONTROL CABLE | 0 | 0 | 0 | 0 | 0 | 0 | 0 | 0 | 0 | 0 | 0 | - | 0 | 0 | 0 | 0 | 0 | 0 | 0 | - | Inactive
| 1 | 3 | 2.2.11.63 | 0.6/1kV CU/XLPE/LSZH Cable - 3C - 150㎟ | - | POWER AND CONTROL CABLE | 0 | 0 | 0 | 0 | 0 | 0 | 0 | 0 | 0 | 0 | 0 | - | 0 | 0 | 0 | 0 | 0 | 0 | 0 | - | Inactive
| 1 | 3 | 2.2.11.64 | 0.6/1kV CU/XLPE/LSZH Cable - 3C - 185㎟ | - | POWER AND CONTROL CABLE | 0 | 0 | 0 | 0 | 0 | 0 | 0 | 0 | 0 | 0 | 0 | - | 0 | 0 | 0 | 0 | 0 | 0 | 0 | - | Inactive
| 1 | 3 | 2.2.11.65 | 0.6/1kV CU/XLPE/LSZH Cable - 3C - 240㎟ | - | POWER AND CONTROL CABLE | 0 | 0 | 0 | 0 | 0 | 0 | 0 | 0 | 0 | 0 | 0 | - | 0 | 0 | 0 | 0 | 0 | 0 | 0 | - | Inactive
| 1 | 3 | 2.2.11.66 | 0.6/1kV CU/XLPE/LSZH Cable - 2C - 4㎟ | - | POWER AND CONTROL CABLE | 0 | 0 | 0 | 0 | 0 | 0 | 0 | 0 | 0 | 0 | 0 | - | 0 | 0 | 0 | 0 | 0 | 0 | 0 | - | Inactive
| 1 | 3 | 2.2.11.67 | 0.6/1kV CU/XLPE/LSZH Cable - 2C - 6㎟ | - | POWER AND CONTROL CABLE | 0 | 0 | 0 | 0 | 0 | 0 | 0 | 0 | 0 | 0 | 0 | - | 0 | 0 | 0 | 0 | 0 | 0 | 0 | - | Inactive
| 1 | 3 | 2.2.11.68 | 0.6/1kV CU/XLPE/LSZH Cable - 2C - 10㎟ | - | POWER AND CONTROL CABLE | 0 | 0 | 0 | 0 | 0 | 0 | 0 | 0 | 0 | 0 | 0 | - | 0 | 0 | 0 | 0 | 0 | 0 | 0 | - | Inactive
| 1 | 3 | 2.2.11.69 | 0.6/1kV CU/XLPE/LSZH Cable - 2C - 16㎟ | - | POWER AND CONTROL CABLE | 0 | 0 | 0 | 0 | 0 | 0 | 0 | 0 | 0 | 0 | 0 | - | 0 | 0 | 0 | 0 | 0 | 0 | 0 | - | Inactive
| 1 | 3 | 2.2.11.70 | 0.6/1kV CU/XLPE/LSZH Cable - 2C - 25㎟ | - | POWER AND CONTROL CABLE | 0 | 0 | 0 | 0 | 0 | 0 | 0 | 0 | 0 | 0 | 0 | - | 0 | 0 | 0 | 0 | 0 | 0 | 0 | - | Inactive
| 1 | 3 | 2.2.11.71 | 0.6/1kV CU/XLPE/LSZH Cable - 2C - 35㎟ | - | POWER AND CONTROL CABLE | 0 | 0 | 0 | 0 | 0 | 0 | 0 | 0 | 0 | 0 | 0 | - | 0 | 0 | 0 | 0 | 0 | 0 | 0 | - | Inactive
| 1 | 3 | 2.2.11.72 | 0.6/1kV CU/XLPE/LSZH Cable - 2C - 50㎟ | - | POWER AND CONTROL CABLE | 0 | 0 | 0 | 0 | 0 | 0 | 0 | 0 | 0 | 0 | 0 | - | 0 | 0 | 0 | 0 | 0 | 0 | 0 | - | Inactive
| 1 | 3 | 2.2.11.73 | 0.6/1kV CU/XLPE/LSZH Cable - 2C - 70㎟ | - | POWER AND CONTROL CABLE | 0 | 0 | 0 | 0 | 0 | 0 | 0 | 0 | 0 | 0 | 0 | - | 0 | 0 | 0 | 0 | 0 | 0 | 0 | - | Inactive
| 1 | 3 | 2.2.11.74 | 0.6/1kV CU/XLPE/LSZH Cable - 2C - 95㎟ | - | POWER AND CONTROL CABLE | 0 | 0 | 0 | 0 | 0 | 0 | 0 | 0 | 0 | 0 | 0 | - | 0 | 0 | 0 | 0 | 0 | 0 | 0 | - | Inactive
| 1 | 3 | 2.2.11.75 | 0.6/1kV CU/XLPE/LSZH Cable - 2C - 120㎟ | - | POWER AND CONTROL CABLE | 0 | 0 | 0 | 0 | 0 | 0 | 0 | 0 | 0 | 0 | 0 | - | 0 | 0 | 0 | 0 | 0 | 0 | 0 | - | Inactive
| 1 | 3 | 2.2.11.76 | 0.6/1kV CU/XLPE/LSZH Cable - 2C - 150㎟ | - | POWER AND CONTROL CABLE | 0 | 0 | 0 | 0 | 0 | 0 | 0 | 0 | 0 | 0 | 0 | - | 0 | 0 | 0 | 0 | 0 | 0 | 0 | - | Inactive
| 1 | 3 | 2.2.11.77 | 0.6/1kV CU/XLPE/LSZH Cable - 2C - 185㎟ | - | POWER AND CONTROL CABLE | 0 | 0 | 0 | 0 | 0 | 0 | 0 | 0 | 0 | 0 | 0 | - | 0 | 0 | 0 | 0 | 0 | 0 | 0 | - | Inactive
| 1 | 3 | 2.2.11.78 | 0.6/1kV CU/XLPE/LSZH Cable - 2C - 240㎟ | - | POWER AND CONTROL CABLE | 0 | 0 | 0 | 0 | 0 | 0 | 0 | 0 | 0 | 0 | 0 | - | 0 | 0 | 0 | 0 | 0 | 0 | 0 | - | Inactive
| 1 | 3 | 2.2.11.79 | 0.6/1kV CU/XLPE/LSZH Cable - 1C - 240㎟ | - | POWER AND CONTROL CABLE | 0 | 0 | 0 | 0 | 0 | 0 | 0 | 0 | 0 | 0 | 0 | - | 0 | 0 | 0 | 0 | 0 | 0 | 0 | - | Inactive
| 1 | 3 | 2.2.11.80 | 0.6/1kV CU/XLPE/LSZH Cable - 1C - 300㎟ | - | POWER AND CONTROL CABLE | 0 | 0 | 0 | 0 | 0 | 0 | 0 | 0 | 0 | 0 | 0 | - | 0 | 0 | 0 | 0 | 0 | 0 | 0 | - | Inactive
| 1 | 3 | 2.2.11.81 | 0.6/1kV CU/XLPE/LSZH Cable - 1C - 400㎟ | - | POWER AND CONTROL CABLE | 0 | 0 | 0 | 0 | 0 | 0 | 0 | 0 | 0 | 0 | 0 | - | 0 | 0 | 0 | 0 | 0 | 0 | 0 | - | Inactive
| 1 | 3 | 2.2.11.82 | 0.6/1kV CU/XLPE/LSZH Cable - 1C - 500㎟ | - | POWER AND CONTROL CABLE | 0 | 0 | 0 | 0 | 0 | 0 | 0 | 0 | 0 | 0 | 0 | - | 0 | 0 | 0 | 0 | 0 | 0 | 0 | - | Inactive
| 1 | 3 | 2.2.11.83 | 0.6/1kV CU/XLPE/LSZH Cable - 1C - 630㎟ | - | POWER AND CONTROL CABLE | 0 | 0 | 0 | 0 | 0 | 0 | 0 | 0 | 0 | 0 | 0 | - | 0 | 0 | 0 | 0 | 0 | 0 | 0 | - | Inactive
| 0 | 2 | 2.2.12 | Low Voltage Power Cable (CU/MGT/XLPE/LSZH), Flame Retardant & Fire Resistant - EWLV6 | - | POWER AND CONTROL CABLE | 0 | 0 | 0 | 0 | 0 | 0 | 0 | 0 | 0 | 0 | 0 | - | 0 | 0 | 0 | 0 | 0 | 0 | 0 | - | Inactive
| 1 | 3 | 2.2.12.1 | 0.6/1kV CU/MGT/XLPE/LSZH Cable - 4C+E - 4+4㎟ | - | POWER AND CONTROL CABLE | 0 | 0 | 0 | 0 | 0 | 0 | 0 | 0 | 0 | 0 | 0 | - | 0 | 0 | 0 | 0 | 0 | 0 | 0 | - | Inactive
| 1 | 3 | 2.2.12.2 | 0.6/1kV CU/MGT/XLPE/LSZH Cable - 4C+E - 6+6㎟ | - | POWER AND CONTROL CABLE | 0 | 0 | 0 | 0 | 0 | 0 | 0 | 0 | 0 | 0 | 0 | - | 0 | 0 | 0 | 0 | 0 | 0 | 0 | - | Inactive
| 1 | 3 | 2.2.12.3 | 0.6/1kV CU/MGT/XLPE/LSZH Cable - 4C+E - 10+10㎟ | - | POWER AND CONTROL CABLE | 0 | 0 | 0 | 0 | 0 | 0 | 0 | 0 | 0 | 0 | 0 | - | 0 | 0 | 0 | 0 | 0 | 0 | 0 | - | Inactive
| 1 | 3 | 2.2.12.4 | 0.6/1kV CU/MGT/XLPE/LSZH Cable - 4C+E - 16+16㎟ | - | POWER AND CONTROL CABLE | 0 | 0 | 0 | 0 | 0 | 0 | 0 | 0 | 0 | 0 | 0 | - | 0 | 0 | 0 | 0 | 0 | 0 | 0 | - | Inactive
| 1 | 3 | 2.2.12.5 | 0.6/1kV CU/MGT/XLPE/LSZH Cable - 4C+E - 25+16㎟ | - | POWER AND CONTROL CABLE | 0 | 0 | 0 | 0 | 0 | 0 | 0 | 0 | 0 | 0 | 0 | - | 0 | 0 | 0 | 0 | 0 | 0 | 0 | - | Inactive
| 1 | 3 | 2.2.12.6 | 0.6/1kV CU/MGT/XLPE/LSZH Cable - 4C+E - 35+25㎟ | - | POWER AND CONTROL CABLE | 0 | 0 | 0 | 0 | 0 | 0 | 0 | 0 | 0 | 0 | 0 | - | 0 | 0 | 0 | 0 | 0 | 0 | 0 | - | Inactive
| 1 | 3 | 2.2.12.7 | 0.6/1kV CU/MGT/XLPE/LSZH Cable - 4C+E - 50+25㎟ | - | POWER AND CONTROL CABLE | 0 | 0 | 0 | 0 | 0 | 0 | 0 | 0 | 0 | 0 | 0 | - | 0 | 0 | 0 | 0 | 0 | 0 | 0 | - | Inactive
| 1 | 3 | 2.2.12.8 | 0.6/1kV CU/MGT/XLPE/LSZH Cable - 4C+E - 70+35㎟ | - | POWER AND CONTROL CABLE | 0 | 0 | 0 | 0 | 0 | 0 | 0 | 0 | 0 | 0 | 0 | - | 0 | 0 | 0 | 0 | 0 | 0 | 0 | - | Inactive
| 1 | 3 | 2.2.12.9 | 0.6/1kV CU/MGT/XLPE/LSZH Cable - 4C+E - 95+50㎟ | - | POWER AND CONTROL CABLE | 0 | 0 | 0 | 0 | 0 | 0 | 0 | 0 | 0 | 0 | 0 | - | 0 | 0 | 0 | 0 | 0 | 0 | 0 | - | Inactive
| 1 | 3 | 2.2.12.10 | 0.6/1kV CU/MGT/XLPE/LSZH Cable - 4C+E - 120+70㎟ | - | POWER AND CONTROL CABLE | 0 | 0 | 0 | 0 | 0 | 0 | 0 | 0 | 0 | 0 | 0 | - | 0 | 0 | 0 | 0 | 0 | 0 | 0 | - | Inactive
| 1 | 3 | 2.2.12.11 | 0.6/1kV CU/MGT/XLPE/LSZH Cable - 4C+E - 150+95㎟ | - | POWER AND CONTROL CABLE | 0 | 0 | 0 | 0 | 0 | 0 | 0 | 0 | 0 | 0 | 0 | - | 0 | 0 | 0 | 0 | 0 | 0 | 0 | - | Inactive
| 1 | 3 | 2.2.12.12 | 0.6/1kV CU/MGT/XLPE/LSZH Cable - 4C+E - 185+95㎟ | - | POWER AND CONTROL CABLE | 0 | 0 | 0 | 0 | 0 | 0 | 0 | 0 | 0 | 0 | 0 | - | 0 | 0 | 0 | 0 | 0 | 0 | 0 | - | Inactive
| 1 | 3 | 2.2.12.13 | 0.6/1kV CU/MGT/XLPE/LSZH Cable - 4C+E - 240+120㎟ | - | POWER AND CONTROL CABLE | 0 | 0 | 0 | 0 | 0 | 0 | 0 | 0 | 0 | 0 | 0 | - | 0 | 0 | 0 | 0 | 0 | 0 | 0 | - | Inactive
| 1 | 3 | 2.2.12.14 | 0.6/1kV CU/MGT/XLPE/LSZH Cable - 3C+E - 4+4㎟ | - | POWER AND CONTROL CABLE | 0 | 0 | 0 | 0 | 0 | 0 | 0 | 0 | 0 | 0 | 0 | - | 0 | 0 | 0 | 0 | 0 | 0 | 0 | - | Inactive
| 1 | 3 | 2.2.12.15 | 0.6/1kV CU/MGT/XLPE/LSZH Cable - 3C+E - 6+6㎟ | - | POWER AND CONTROL CABLE | 0 | 0 | 0 | 0 | 0 | 0 | 0 | 0 | 0 | 0 | 0 | - | 0 | 0 | 0 | 0 | 0 | 0 | 0 | - | Inactive
| 1 | 3 | 2.2.12.16 | 0.6/1kV CU/MGT/XLPE/LSZH Cable - 3C+E - 10+10㎟ | - | POWER AND CONTROL CABLE | 0 | 0 | 0 | 0 | 0 | 0 | 0 | 0 | 0 | 0 | 0 | - | 0 | 0 | 0 | 0 | 0 | 0 | 0 | - | Inactive
| 1 | 3 | 2.2.12.17 | 0.6/1kV CU/MGT/XLPE/LSZH Cable - 3C+E - 16+16㎟ | - | POWER AND CONTROL CABLE | 0 | 0 | 0 | 0 | 0 | 0 | 0 | 0 | 0 | 0 | 0 | - | 0 | 0 | 0 | 0 | 0 | 0 | 0 | - | Inactive
| 1 | 3 | 2.2.12.18 | 0.6/1kV CU/MGT/XLPE/LSZH Cable - 3C+E - 25+16㎟ | - | POWER AND CONTROL CABLE | 0 | 0 | 0 | 0 | 0 | 0 | 0 | 0 | 0 | 0 | 0 | - | 0 | 0 | 0 | 0 | 0 | 0 | 0 | - | Inactive
| 1 | 3 | 2.2.12.19 | 0.6/1kV CU/MGT/XLPE/LSZH Cable - 3C+E - 35+25㎟ | - | POWER AND CONTROL CABLE | 0 | 0 | 0 | 0 | 0 | 0 | 0 | 0 | 0 | 0 | 0 | - | 0 | 0 | 0 | 0 | 0 | 0 | 0 | - | Inactive
| 1 | 3 | 2.2.12.20 | 0.6/1kV CU/MGT/XLPE/LSZH Cable - 3C+E - 50+25㎟ | - | POWER AND CONTROL CABLE | 0 | 0 | 0 | 0 | 0 | 0 | 0 | 0 | 0 | 0 | 0 | - | 0 | 0 | 0 | 0 | 0 | 0 | 0 | - | Inactive
| 1 | 3 | 2.2.12.21 | 0.6/1kV CU/MGT/XLPE/LSZH Cable - 3C+E - 70+35㎟ | - | POWER AND CONTROL CABLE | 0 | 0 | 0 | 0 | 0 | 0 | 0 | 0 | 0 | 0 | 0 | - | 0 | 0 | 0 | 0 | 0 | 0 | 0 | - | Inactive
| 1 | 3 | 2.2.12.22 | 0.6/1kV CU/MGT/XLPE/LSZH Cable - 3C+E - 95+50㎟ | - | POWER AND CONTROL CABLE | 0 | 0 | 0 | 0 | 0 | 0 | 0 | 0 | 0 | 0 | 0 | - | 0 | 0 | 0 | 0 | 0 | 0 | 0 | - | Inactive
| 1 | 3 | 2.2.12.23 | 0.6/1kV CU/MGT/XLPE/LSZH Cable - 3C+E - 120+70㎟ | - | POWER AND CONTROL CABLE | 0 | 0 | 0 | 0 | 0 | 0 | 0 | 0 | 0 | 0 | 0 | - | 0 | 0 | 0 | 0 | 0 | 0 | 0 | - | Inactive
| 1 | 3 | 2.2.12.24 | 0.6/1kV CU/MGT/XLPE/LSZH Cable - 3C+E - 150+95㎟ | - | POWER AND CONTROL CABLE | 0 | 0 | 0 | 0 | 0 | 0 | 0 | 0 | 0 | 0 | 0 | - | 0 | 0 | 0 | 0 | 0 | 0 | 0 | - | Inactive
| 1 | 3 | 2.2.12.25 | 0.6/1kV CU/MGT/XLPE/LSZH Cable - 3C+E - 185+95㎟ | - | POWER AND CONTROL CABLE | 0 | 0 | 0 | 0 | 0 | 0 | 0 | 0 | 0 | 0 | 0 | - | 0 | 0 | 0 | 0 | 0 | 0 | 0 | - | Inactive
| 1 | 3 | 2.2.12.26 | 0.6/1kV CU/MGT/XLPE/LSZH Cable - 3C+E - 240+120㎟ | - | POWER AND CONTROL CABLE | 0 | 0 | 0 | 0 | 0 | 0 | 0 | 0 | 0 | 0 | 0 | - | 0 | 0 | 0 | 0 | 0 | 0 | 0 | - | Inactive
| 1 | 3 | 2.2.12.27 | 0.6/1kV CU/MGT/XLPE/LSZH Cable | - | POWER AND CONTROL CABLE | 0 | 0 | 0 | 0 | 0 | 0 | 0 | 0 | 0 | 0 | 0 | - | 0 | 0 | 0 | 0 | 0 | 0 | 0 | - | Inactive
| 1 | 3 | 2.2.12.28 | 0.6/1kV CU/MGT/XLPE/LSZH Cable - 2C+E - 4+4㎟ | - | POWER AND CONTROL CABLE | 0 | 0 | 0 | 0 | 0 | 0 | 0 | 0 | 0 | 0 | 0 | - | 0 | 0 | 0 | 0 | 0 | 0 | 0 | - | Inactive
| 1 | 3 | 2.2.12.29 | 0.6/1kV CU/MGT/XLPE/LSZH Cable - 2C+E - 6+6㎟ | - | POWER AND CONTROL CABLE | 0 | 0 | 0 | 0 | 0 | 0 | 0 | 0 | 0 | 0 | 0 | - | 0 | 0 | 0 | 0 | 0 | 0 | 0 | - | Inactive
| 1 | 3 | 2.2.12.30 | 0.6/1kV CU/MGT/XLPE/LSZH Cable - 2C+E - 10+10㎟ | - | POWER AND CONTROL CABLE | 0 | 0 | 0 | 0 | 0 | 0 | 0 | 0 | 0 | 0 | 0 | - | 0 | 0 | 0 | 0 | 0 | 0 | 0 | - | Inactive
| 1 | 3 | 2.2.12.31 | 0.6/1kV CU/MGT/XLPE/LSZH Cable - 2C+E - 16+16㎟ | - | POWER AND CONTROL CABLE | 0 | 0 | 0 | 0 | 0 | 0 | 0 | 0 | 0 | 0 | 0 | - | 0 | 0 | 0 | 0 | 0 | 0 | 0 | - | Inactive
| 1 | 3 | 2.2.12.32 | 0.6/1kV CU/MGT/XLPE/LSZH Cable - 2C+E - 25+16㎟ | - | POWER AND CONTROL CABLE | 0 | 0 | 0 | 0 | 0 | 0 | 0 | 0 | 0 | 0 | 0 | - | 0 | 0 | 0 | 0 | 0 | 0 | 0 | - | Inactive
| 1 | 3 | 2.2.12.33 | 0.6/1kV CU/MGT/XLPE/LSZH Cable - 2C+E - 35+25㎟ | - | POWER AND CONTROL CABLE | 0 | 0 | 0 | 0 | 0 | 0 | 0 | 0 | 0 | 0 | 0 | - | 0 | 0 | 0 | 0 | 0 | 0 | 0 | - | Inactive
| 1 | 3 | 2.2.12.34 | 0.6/1kV CU/MGT/XLPE/LSZH Cable - 2C+E - 50+25㎟ | - | POWER AND CONTROL CABLE | 0 | 0 | 0 | 0 | 0 | 0 | 0 | 0 | 0 | 0 | 0 | - | 0 | 0 | 0 | 0 | 0 | 0 | 0 | - | Inactive
| 1 | 3 | 2.2.12.35 | 0.6/1kV CU/MGT/XLPE/LSZH Cable - 2C+E - 70+35㎟ | - | POWER AND CONTROL CABLE | 0 | 0 | 0 | 0 | 0 | 0 | 0 | 0 | 0 | 0 | 0 | - | 0 | 0 | 0 | 0 | 0 | 0 | 0 | - | Inactive
| 1 | 3 | 2.2.12.36 | 0.6/1kV CU/MGT/XLPE/LSZH Cable - 2C+E - 95+50㎟ | - | POWER AND CONTROL CABLE | 0 | 0 | 0 | 0 | 0 | 0 | 0 | 0 | 0 | 0 | 0 | - | 0 | 0 | 0 | 0 | 0 | 0 | 0 | - | Inactive
| 1 | 3 | 2.2.12.37 | 0.6/1kV CU/MGT/XLPE/LSZH Cable - 2C+E - 120+70㎟ | - | POWER AND CONTROL CABLE | 0 | 0 | 0 | 0 | 0 | 0 | 0 | 0 | 0 | 0 | 0 | - | 0 | 0 | 0 | 0 | 0 | 0 | 0 | - | Inactive
| 1 | 3 | 2.2.12.38 | 0.6/1kV CU/MGT/XLPE/LSZH Cable - 2C+E - 150+95㎟ | - | POWER AND CONTROL CABLE | 0 | 0 | 0 | 0 | 0 | 0 | 0 | 0 | 0 | 0 | 0 | - | 0 | 0 | 0 | 0 | 0 | 0 | 0 | - | Inactive
| 1 | 3 | 2.2.12.39 | 0.6/1kV CU/MGT/XLPE/LSZH Cable - 2C+E - 185+95㎟ | - | POWER AND CONTROL CABLE | 0 | 0 | 0 | 0 | 0 | 0 | 0 | 0 | 0 | 0 | 0 | - | 0 | 0 | 0 | 0 | 0 | 0 | 0 | - | Inactive
| 1 | 3 | 2.2.12.40 | 0.6/1kV CU/MGT/XLPE/LSZH Cable - 2C+E - 240+120㎟ | - | POWER AND CONTROL CABLE | 0 | 0 | 0 | 0 | 0 | 0 | 0 | 0 | 0 | 0 | 0 | - | 0 | 0 | 0 | 0 | 0 | 0 | 0 | - | Inactive
| 1 | 3 | 2.2.12.41 | 0.6/1kV CU/MGT/XLPE/LSZH Cable | - | POWER AND CONTROL CABLE | 0 | 0 | 0 | 0 | 0 | 0 | 0 | 0 | 0 | 0 | 0 | - | 0 | 0 | 0 | 0 | 0 | 0 | 0 | - | Inactive
| 1 | 3 | 2.2.12.42 | 0.6/1kV CU/MGT/XLPE/LSZH Cable - 4C - 4㎟ | - | POWER AND CONTROL CABLE | 0 | 0 | 0 | 0 | 0 | 0 | 0 | 0 | 0 | 0 | 0 | - | 0 | 0 | 0 | 0 | 0 | 0 | 0 | - | Inactive
| 1 | 3 | 2.2.12.43 | 0.6/1kV CU/MGT/XLPE/LSZH Cable - 4C - 6㎟ | - | POWER AND CONTROL CABLE | 0 | 0 | 0 | 0 | 0 | 0 | 0 | 0 | 0 | 0 | 0 | - | 0 | 0 | 0 | 0 | 0 | 0 | 0 | - | Inactive
| 1 | 3 | 2.2.12.44 | 0.6/1kV CU/MGT/XLPE/LSZH Cable - 4C - 10㎟ | - | POWER AND CONTROL CABLE | 0 | 0 | 0 | 0 | 0 | 0 | 0 | 0 | 0 | 0 | 0 | - | 0 | 0 | 0 | 0 | 0 | 0 | 0 | - | Inactive
| 1 | 3 | 2.2.12.45 | 0.6/1kV CU/MGT/XLPE/LSZH Cable - 4C - 16㎟ | - | POWER AND CONTROL CABLE | 0 | 0 | 0 | 0 | 0 | 0 | 0 | 0 | 0 | 0 | 0 | - | 0 | 0 | 0 | 0 | 0 | 0 | 0 | - | Inactive
| 1 | 3 | 2.2.12.46 | 0.6/1kV CU/MGT/XLPE/LSZH Cable - 4C - 25㎟ | - | POWER AND CONTROL CABLE | 0 | 0 | 0 | 0 | 0 | 0 | 0 | 0 | 0 | 0 | 0 | - | 0 | 0 | 0 | 0 | 0 | 0 | 0 | - | Inactive
| 1 | 3 | 2.2.12.47 | 0.6/1kV CU/MGT/XLPE/LSZH Cable - 4C - 35㎟ | - | POWER AND CONTROL CABLE | 0 | 0 | 0 | 0 | 0 | 0 | 0 | 0 | 0 | 0 | 0 | - | 0 | 0 | 0 | 0 | 0 | 0 | 0 | - | Inactive
| 1 | 3 | 2.2.12.48 | 0.6/1kV CU/MGT/XLPE/LSZH Cable - 4C - 50㎟ | - | POWER AND CONTROL CABLE | 0 | 0 | 0 | 0 | 0 | 0 | 0 | 0 | 0 | 0 | 0 | - | 0 | 0 | 0 | 0 | 0 | 0 | 0 | - | Inactive
| 1 | 3 | 2.2.12.49 | 0.6/1kV CU/MGT/XLPE/LSZH Cable - 4C - 70㎟ | - | POWER AND CONTROL CABLE | 0 | 0 | 0 | 0 | 0 | 0 | 0 | 0 | 0 | 0 | 0 | - | 0 | 0 | 0 | 0 | 0 | 0 | 0 | - | Inactive
| 1 | 3 | 2.2.12.50 | 0.6/1kV CU/MGT/XLPE/LSZH Cable - 4C - 95㎟ | - | POWER AND CONTROL CABLE | 0 | 0 | 0 | 0 | 0 | 0 | 0 | 0 | 0 | 0 | 0 | - | 0 | 0 | 0 | 0 | 0 | 0 | 0 | - | Inactive
| 1 | 3 | 2.2.12.51 | 0.6/1kV CU/MGT/XLPE/LSZH Cable - 4C - 120㎟ | - | POWER AND CONTROL CABLE | 0 | 0 | 0 | 0 | 0 | 0 | 0 | 0 | 0 | 0 | 0 | - | 0 | 0 | 0 | 0 | 0 | 0 | 0 | - | Inactive
| 1 | 3 | 2.2.12.52 | 0.6/1kV CU/MGT/XLPE/LSZH Cable - 4C - 150㎟ | - | POWER AND CONTROL CABLE | 0 | 0 | 0 | 0 | 0 | 0 | 0 | 0 | 0 | 0 | 0 | - | 0 | 0 | 0 | 0 | 0 | 0 | 0 | - | Inactive
| 1 | 3 | 2.2.12.53 | 0.6/1kV CU/MGT/XLPE/LSZH Cable - 4C - 185㎟ | - | POWER AND CONTROL CABLE | 0 | 0 | 0 | 0 | 0 | 0 | 0 | 0 | 0 | 0 | 0 | - | 0 | 0 | 0 | 0 | 0 | 0 | 0 | - | Inactive
| 1 | 3 | 2.2.12.54 | 0.6/1kV CU/MGT/XLPE/LSZH Cable - 4C - 240㎟ | - | POWER AND CONTROL CABLE | 0 | 0 | 0 | 0 | 0 | 0 | 0 | 0 | 0 | 0 | 0 | - | 0 | 0 | 0 | 0 | 0 | 0 | 0 | - | Inactive
| 1 | 3 | 2.2.12.55 | 0.6/1kV CU/MGT/XLPE/LSZH Cable - 3C - 4㎟ | - | POWER AND CONTROL CABLE | 0 | 0 | 0 | 0 | 0 | 0 | 0 | 0 | 0 | 0 | 0 | - | 0 | 0 | 0 | 0 | 0 | 0 | 0 | - | Inactive
| 1 | 3 | 2.2.12.56 | 0.6/1kV CU/MGT/XLPE/LSZH Cable - 3C - 6㎟ | - | POWER AND CONTROL CABLE | 0 | 0 | 0 | 0 | 0 | 0 | 0 | 0 | 0 | 0 | 0 | - | 0 | 0 | 0 | 0 | 0 | 0 | 0 | - | Inactive
| 1 | 3 | 2.2.12.57 | 0.6/1kV CU/MGT/XLPE/LSZH Cable - 3C - 10㎟ | - | POWER AND CONTROL CABLE | 0 | 0 | 0 | 0 | 0 | 0 | 0 | 0 | 0 | 0 | 0 | - | 0 | 0 | 0 | 0 | 0 | 0 | 0 | - | Inactive
| 1 | 3 | 2.2.12.58 | 0.6/1kV CU/MGT/XLPE/LSZH Cable - 3C - 16㎟ | - | POWER AND CONTROL CABLE | 0 | 0 | 0 | 0 | 0 | 0 | 0 | 0 | 0 | 0 | 0 | - | 0 | 0 | 0 | 0 | 0 | 0 | 0 | - | Inactive
| 1 | 3 | 2.2.12.59 | 0.6/1kV CU/MGT/XLPE/LSZH Cable - 3C - 25㎟ | - | POWER AND CONTROL CABLE | 0 | 0 | 0 | 0 | 0 | 0 | 0 | 0 | 0 | 0 | 0 | - | 0 | 0 | 0 | 0 | 0 | 0 | 0 | - | Inactive
| 1 | 3 | 2.2.12.60 | 0.6/1kV CU/MGT/XLPE/LSZH Cable - 3C - 35㎟ | - | POWER AND CONTROL CABLE | 0 | 0 | 0 | 0 | 0 | 0 | 0 | 0 | 0 | 0 | 0 | - | 0 | 0 | 0 | 0 | 0 | 0 | 0 | - | Inactive
| 1 | 3 | 2.2.12.61 | 0.6/1kV CU/MGT/XLPE/LSZH Cable - 3C - 50㎟ | - | POWER AND CONTROL CABLE | 0 | 0 | 0 | 0 | 0 | 0 | 0 | 0 | 0 | 0 | 0 | - | 0 | 0 | 0 | 0 | 0 | 0 | 0 | - | Inactive
| 1 | 3 | 2.2.12.62 | 0.6/1kV CU/MGT/XLPE/LSZH Cable - 3C - 70㎟ | - | POWER AND CONTROL CABLE | 0 | 0 | 0 | 0 | 0 | 0 | 0 | 0 | 0 | 0 | 0 | - | 0 | 0 | 0 | 0 | 0 | 0 | 0 | - | Inactive
| 1 | 3 | 2.2.12.63 | 0.6/1kV CU/MGT/XLPE/LSZH Cable - 3C - 95㎟ | - | POWER AND CONTROL CABLE | 0 | 0 | 0 | 0 | 0 | 0 | 0 | 0 | 0 | 0 | 0 | - | 0 | 0 | 0 | 0 | 0 | 0 | 0 | - | Inactive
| 1 | 3 | 2.2.12.64 | 0.6/1kV CU/MGT/XLPE/LSZH Cable - 3C - 120㎟ | - | POWER AND CONTROL CABLE | 0 | 0 | 0 | 0 | 0 | 0 | 0 | 0 | 0 | 0 | 0 | - | 0 | 0 | 0 | 0 | 0 | 0 | 0 | - | Inactive
| 1 | 3 | 2.2.12.65 | 0.6/1kV CU/MGT/XLPE/LSZH Cable - 3C - 150㎟ | - | POWER AND CONTROL CABLE | 0 | 0 | 0 | 0 | 0 | 0 | 0 | 0 | 0 | 0 | 0 | - | 0 | 0 | 0 | 0 | 0 | 0 | 0 | - | Inactive
| 1 | 3 | 2.2.12.66 | 0.6/1kV CU/MGT/XLPE/LSZH Cable - 3C - 185㎟ | - | POWER AND CONTROL CABLE | 0 | 0 | 0 | 0 | 0 | 0 | 0 | 0 | 0 | 0 | 0 | - | 0 | 0 | 0 | 0 | 0 | 0 | 0 | - | Inactive
| 1 | 3 | 2.2.12.67 | 0.6/1kV CU/MGT/XLPE/LSZH Cable - 3C - 240㎟ | - | POWER AND CONTROL CABLE | 0 | 0 | 0 | 0 | 0 | 0 | 0 | 0 | 0 | 0 | 0 | - | 0 | 0 | 0 | 0 | 0 | 0 | 0 | - | Inactive
| 1 | 3 | 2.2.12.68 | 0.6/1kV CU/MGT/XLPE/LSZH Cable - 2C - 4㎟ | - | POWER AND CONTROL CABLE | 0 | 0 | 0 | 0 | 0 | 0 | 0 | 0 | 0 | 0 | 0 | - | 0 | 0 | 0 | 0 | 0 | 0 | 0 | - | Inactive
| 1 | 3 | 2.2.12.69 | 0.6/1kV CU/MGT/XLPE/LSZH Cable - 2C - 6㎟ | - | POWER AND CONTROL CABLE | 0 | 0 | 0 | 0 | 0 | 0 | 0 | 0 | 0 | 0 | 0 | - | 0 | 0 | 0 | 0 | 0 | 0 | 0 | - | Inactive
| 1 | 3 | 2.2.12.70 | 0.6/1kV CU/MGT/XLPE/LSZH Cable - 2C - 10㎟ | - | POWER AND CONTROL CABLE | 0 | 0 | 0 | 0 | 0 | 0 | 0 | 0 | 0 | 0 | 0 | - | 0 | 0 | 0 | 0 | 0 | 0 | 0 | - | Inactive
| 1 | 3 | 2.2.12.71 | 0.6/1kV CU/MGT/XLPE/LSZH Cable - 2C - 16㎟ | - | POWER AND CONTROL CABLE | 0 | 0 | 0 | 0 | 0 | 0 | 0 | 0 | 0 | 0 | 0 | - | 0 | 0 | 0 | 0 | 0 | 0 | 0 | - | Inactive
| 1 | 3 | 2.2.12.72 | 0.6/1kV CU/MGT/XLPE/LSZH Cable - 2C - 25㎟ | - | POWER AND CONTROL CABLE | 0 | 0 | 0 | 0 | 0 | 0 | 0 | 0 | 0 | 0 | 0 | - | 0 | 0 | 0 | 0 | 0 | 0 | 0 | - | Inactive
| 1 | 3 | 2.2.12.73 | 0.6/1kV CU/MGT/XLPE/LSZH Cable - 2C - 35㎟ | - | POWER AND CONTROL CABLE | 0 | 0 | 0 | 0 | 0 | 0 | 0 | 0 | 0 | 0 | 0 | - | 0 | 0 | 0 | 0 | 0 | 0 | 0 | - | Inactive
| 1 | 3 | 2.2.12.74 | 0.6/1kV CU/MGT/XLPE/LSZH Cable - 2C - 50㎟ | - | POWER AND CONTROL CABLE | 0 | 0 | 0 | 0 | 0 | 0 | 0 | 0 | 0 | 0 | 0 | - | 0 | 0 | 0 | 0 | 0 | 0 | 0 | - | Inactive
| 1 | 3 | 2.2.12.75 | 0.6/1kV CU/MGT/XLPE/LSZH Cable - 2C - 70㎟ | - | POWER AND CONTROL CABLE | 0 | 0 | 0 | 0 | 0 | 0 | 0 | 0 | 0 | 0 | 0 | - | 0 | 0 | 0 | 0 | 0 | 0 | 0 | - | Inactive
| 1 | 3 | 2.2.12.76 | 0.6/1kV CU/MGT/XLPE/LSZH Cable - 2C - 95㎟ | - | POWER AND CONTROL CABLE | 0 | 0 | 0 | 0 | 0 | 0 | 0 | 0 | 0 | 0 | 0 | - | 0 | 0 | 0 | 0 | 0 | 0 | 0 | - | Inactive
| 1 | 3 | 2.2.12.77 | 0.6/1kV CU/MGT/XLPE/LSZH Cable - 2C - 120㎟ | - | POWER AND CONTROL CABLE | 0 | 0 | 0 | 0 | 0 | 0 | 0 | 0 | 0 | 0 | 0 | - | 0 | 0 | 0 | 0 | 0 | 0 | 0 | - | Inactive
| 1 | 3 | 2.2.12.78 | 0.6/1kV CU/MGT/XLPE/LSZH Cable - 2C - 150㎟ | - | POWER AND CONTROL CABLE | 0 | 0 | 0 | 0 | 0 | 0 | 0 | 0 | 0 | 0 | 0 | - | 0 | 0 | 0 | 0 | 0 | 0 | 0 | - | Inactive
| 1 | 3 | 2.2.12.79 | 0.6/1kV CU/MGT/XLPE/LSZH Cable - 2C - 185㎟ | - | POWER AND CONTROL CABLE | 0 | 0 | 0 | 0 | 0 | 0 | 0 | 0 | 0 | 0 | 0 | - | 0 | 0 | 0 | 0 | 0 | 0 | 0 | - | Inactive
| 1 | 3 | 2.2.12.80 | 0.6/1kV CU/MGT/XLPE/LSZH Cable - 2C - 240㎟ | - | POWER AND CONTROL CABLE | 0 | 0 | 0 | 0 | 0 | 0 | 0 | 0 | 0 | 0 | 0 | - | 0 | 0 | 0 | 0 | 0 | 0 | 0 | - | Inactive
| 1 | 3 | 2.2.12.81 | 0.6/1kV CU/MGT/XLPE/LSZH Cable | - | POWER AND CONTROL CABLE | 0 | 0 | 0 | 0 | 0 | 0 | 0 | 0 | 0 | 0 | 0 | - | 0 | 0 | 0 | 0 | 0 | 0 | 0 | - | Inactive
| 1 | 3 | 2.2.12.82 | 0.6/1kV CU/MGT/XLPE/LSZH Cable - 1C - 240㎟ | - | POWER AND CONTROL CABLE | 0 | 0 | 0 | 0 | 0 | 0 | 0 | 0 | 0 | 0 | 0 | - | 0 | 0 | 0 | 0 | 0 | 0 | 0 | - | Inactive
| 1 | 3 | 2.2.12.83 | 0.6/1kV CU/MGT/XLPE/LSZH Cable - 1C - 300㎟ | - | POWER AND CONTROL CABLE | 0 | 0 | 0 | 0 | 0 | 0 | 0 | 0 | 0 | 0 | 0 | - | 0 | 0 | 0 | 0 | 0 | 0 | 0 | - | Inactive
| 1 | 3 | 2.2.12.84 | 0.6/1kV CU/MGT/XLPE/LSZH Cable - 1C - 400㎟ | - | POWER AND CONTROL CABLE | 0 | 0 | 0 | 0 | 0 | 0 | 0 | 0 | 0 | 0 | 0 | - | 0 | 0 | 0 | 0 | 0 | 0 | 0 | - | Inactive
| 1 | 3 | 2.2.12.85 | 0.6/1kV CU/MGT/XLPE/LSZH Cable - 1C - 500㎟ | - | POWER AND CONTROL CABLE | 0 | 0 | 0 | 0 | 0 | 0 | 0 | 0 | 0 | 0 | 0 | - | 0 | 0 | 0 | 0 | 0 | 0 | 0 | - | Inactive
| 1 | 3 | 2.2.12.86 | 0.6/1kV CU/MGT/XLPE/LSZH Cable - 1C - 630㎟ | - | POWER AND CONTROL CABLE | 0 | 0 | 0 | 0 | 0 | 0 | 0 | 0 | 0 | 0 | 0 | - | 0 | 0 | 0 | 0 | 0 | 0 | 0 | - | Inactive
| 0 | 1 | 2.3 | Control Cable | - | POWER AND CONTROL CABLE | 0 | 0 | 0 | 0 | 0 | 0 | 0 | 0 | 0 | 0 | 0 | - | 0 | 0 | 0 | 0 | 0 | 0 | 109924 | - | Active
| 0 | 2 | 2.3.1 | Control Cable (CU/XLPE/PVC/GSWA/PVC), Flame Retardant - EWLV1 | - | POWER AND CONTROL CABLE | 0 | 0 | 0 | 0 | 0 | 0 | 0 | 0 | 0 | 0 | 0 | - | 0 | 0 | 0 | 0 | 0 | 0 | 75233 | - | Active
| 1 | 3 | 2.3.1.1 | 0.6/1kV CU/XLPE/PVC/GSWA/PVC Cable - 3/C - 2.5㎟ | - | POWER AND CONTROL CABLE | 3200 | 0 | 4189.6661 | 1050.8082 | 514.0352 | 0 | 13406931.6295 | 3362586.2535 | 1644912.514 | 18414430.397 | 252.467 | MP06 | 19 | 10 | 1000 | 0.19 | 608.0007 | 32 | 3200 | F.03.01 | Active
| 1 | 3 | 2.3.1.2 | 0.6/1kV CU/XLPE/PVC/GSWA/PVC Cable - 5/C - 2.5㎟ | - | POWER AND CONTROL CABLE | 240 | 0 | 0 | 0 | 0 | 0 | 1392404.7071 | 349191.6494 | 170817.838 | 1912414.1945 | 26.2177 | MP06 | 19 | 10 | 1000 | 0.19 | 45.6001 | 2.4 | 240 | F.03.01 | Active
| 1 | 3 | 2.3.1.3 | 0.6/1kV CU/XLPE/PVC/GSWA/PVC Cable - 9/C - 2.5㎟ | - | POWER AND CONTROL CABLE | 0 | 0 | 0 | 0 | 0 | 0 | 0 | 0 | 0 | 0 | 0 | - | 0 | 0 | 0 | 0 | 0 | 0 | 0 | - | Inactive
| 1 | 3 | 2.3.1.4 | 0.6/1kV CU/XLPE/PVC/GSWA/PVC Cable - 12/C - 2.5㎟ | - | POWER AND CONTROL CABLE | 0 | 0 | 0 | 0 | 0 | 0 | 0 | 0 | 0 | 0 | 0 | - | 0 | 0 | 0 | 0 | 0 | 0 | 0 | - | Inactive
| 1 | 3 | 2.3.1.5 | 0.6/1kV CU/XLPE/PVC/GSWA/PVC Cable - 15/C - 2.5㎟ | - | POWER AND CONTROL CABLE | 40853 | 0 | 17727.2646 | 4445.727 | 2174.7641 | 0 | 724211940.1853 | 181621285.8585 | 88845639.456 | 994678865.4998 | 13636.3421 | MP06 | 19 | 10 | 1000 | 0.19 | 7762.0791 | 408.5305 | 40853 | F.03.01 | Active
| 1 | 3 | 2.3.1.6 | 0.6/1kV CU/XLPE/PVC/GSWA/PVC Cable - 20/C - 2.5㎟ | - | POWER AND CONTROL CABLE | 30940 | 0 | 21916.9307 | 5496.5352 | 2688.7993 | 0 | 678109836.524 | 170062799.7692 | 83191450.395 | 931364086.6882 | 12768.5172 | MP06 | 19 | 10 | 1000 | 0.19 | 5878.6069 | 309.4004 | 30940 | F.03.01 | Active
| 1 | 3 | 2.3.1.7 | 0.6/1kV CU/XLPE/PVC/GSWA/PVC Cable - 30/C - 2.5㎟ | - | POWER AND CONTROL CABLE | 0 | 0 | 0 | 0 | 0 | 0 | 0 | 0 | 0 | 0 | 0 | - | 0 | 0 | 0 | 0 | 0 | 0 | 0 | - | Inactive
| 1 | 3 | 2.3.1.8 | 0.6/1kV CU/XLPE/PVC/GSWA/PVC Cable - 9/C - 4㎟ | - | POWER AND CONTROL CABLE | 0 | 0 | 0 | 0 | 0 | 0 | 0 | 0 | 0 | 0 | 0 | - | 0 | 0 | 0 | 0 | 0 | 0 | 0 | - | Inactive
| 1 | 3 | 2.3.1.9 | 0.6/1kV CU/XLPE/PVC/GSWA/PVC Cable - 12/C - 4㎟ | - | POWER AND CONTROL CABLE | 0 | 0 | 0 | 0 | 0 | 0 | 0 | 0 | 0 | 0 | 0 | - | 0 | 0 | 0 | 0 | 0 | 0 | 0 | - | Inactive
| 1 | 3 | 2.3.1.10 | 0.6/1kV CU/XLPE/PVC/GSWA/PVC Cable - 15/C - 4㎟ | - | POWER AND CONTROL CABLE | 0 | 0 | 0 | 0 | 0 | 0 | 0 | 0 | 0 | 0 | 0 | - | 0 | 0 | 0 | 0 | 0 | 0 | 0 | - | Inactive
| 0 | 2 | 2.3.2 | Control Cable (CU/XLPE/PVC/GSWA/PVC), Flame Retardant - EWLV9 | - | POWER AND CONTROL CABLE | 0 | 0 | 0 | 0 | 0 | 0 | 0 | 0 | 0 | 0 | 0 | - | 0 | 0 | 0 | 0 | 0 | 0 | 3550 | - | Active
| 1 | 3 | 2.3.2.1 | 0.6/1kV CU/XLPE/PVC/GSWA/PVC Cable - 2/C - 4 Sqmm (for CT) | - | POWER AND CONTROL CABLE | 0 | 0 | 0 | 0 | 0 | 0 | 0 | 0 | 0 | 0 | 0 | - | 0 | 0 | 0 | 0 | 0 | 0 | 0 | - | Inactive
| 1 | 3 | 2.3.2.2 | 0.6/1kV CU/XLPE/PVC/GSWA/PVC Cable - 2/C - 6 Sqmm (for CT) | - | POWER AND CONTROL CABLE | 0 | 0 | 0 | 0 | 0 | 0 | 0 | 0 | 0 | 0 | 0 | - | 0 | 0 | 0 | 0 | 0 | 0 | 0 | - | Inactive
| 1 | 3 | 2.3.2.3 | 0.6/1kV CU/XLPE/PVC/GSWA/PVC Cable - 4/C - 4 Sqmm (for CT) | - | POWER AND CONTROL CABLE | 0 | 0 | 0 | 0 | 0 | 0 | 0 | 0 | 0 | 0 | 0 | - | 0 | 0 | 0 | 0 | 0 | 0 | 0 | - | Inactive
| 1 | 3 | 2.3.2.4 | 0.6/1kV CU/XLPE/PVC/GSWA/PVC Cable - 4/C - 6 Sqmm (for CT) | - | POWER AND CONTROL CABLE | 0 | 0 | 0 | 0 | 0 | 0 | 0 | 0 | 0 | 0 | 0 | - | 0 | 0 | 0 | 0 | 0 | 0 | 0 | - | Inactive
| 1 | 3 | 2.3.2.5 | 0.6/1kV CU/XLPE/PVC/GSWA/PVC Cable - 4/C - 16 Sqmm (for CT) | - | POWER AND CONTROL CABLE | 0 | 0 | 0 | 0 | 0 | 0 | 0 | 0 | 0 | 0 | 0 | - | 0 | 0 | 0 | 0 | 0 | 0 | 0 | - | Inactive
| 1 | 3 | 2.3.2.6 | 0.6/1kV CU/XLPE/PVC/GSWA/PVC Cable - 3/C - 2.5 Sqmm | - | POWER AND CONTROL CABLE | 1330 | 0 | 4189.6661 | 1050.8082 | 514.0352 | 0 | 5572255.9585 | 1397574.9116 | 683666.7636 | 7653497.6337 | 104.9316 | MP30 | 19 | 10 | 1000 | 0.19 | 252.7003 | 13.3 | 1330 | F.03.01 | Active
| 1 | 3 | 2.3.2.7 | 0.6/1kV CU/XLPE/PVC/GSWA/PVC Cable - 5/C - 2.5 Sqmm | - | POWER AND CONTROL CABLE | 1260 | 0 | 5801.6863 | 1454.9652 | 711.741 | 0 | 7310124.7123 | 1833256.1593 | 896793.6495 | 10040174.5211 | 137.6431 | MP30 | 19 | 10 | 1000 | 0.19 | 239.4003 | 12.6 | 1260 | F.03.01 | Active
| 1 | 3 | 2.3.2.8 | 0.6/1kV CU/XLPE/PVC/GSWA/PVC Cable - 7/C - 2.5 Sqmm | - | POWER AND CONTROL CABLE | 0 | 0 | 0 | 0 | 0 | 0 | 0 | 0 | 0 | 0 | 0 | - | 0 | 0 | 0 | 0 | 0 | 0 | 0 | - | Inactive
| 1 | 3 | 2.3.2.9 | 0.6/1kV CU/XLPE/PVC/GSWA/PVC Cable - 9/C - 2.5 Sqmm | - | POWER AND CONTROL CABLE | 0 | 0 | 0 | 0 | 0 | 0 | 0 | 0 | 0 | 0 | 0 | - | 0 | 0 | 0 | 0 | 0 | 0 | 0 | - | Inactive
| 1 | 3 | 2.3.2.10 | 0.6/1kV CU/XLPE/PVC/GSWA/PVC Cable - 9/C - 2.5㎟ (for Air Craft Warning Lighting) | - | POWER AND CONTROL CABLE | 0 | 0 | 0 | 0 | 0 | 0 | 0 | 0 | 0 | 0 | 0 | - | 0 | 0 | 0 | 0 | 0 | 0 | 0 | - | Inactive
| 1 | 3 | 2.3.2.11 | 0.6/1kV CU/XLPE/PVC/GSWA/PVC Cable - 10/C - 2.5 Sqmm | - | POWER AND CONTROL CABLE | 360 | 0 | 7412.715 | 1859.1222 | 909.4468 | 0 | 2668577.4081 | 669283.9947 | 327400.8561 | 3665262.259 | 50.2506 | MP30 | 19 | 10 | 1000 | 0.19 | 68.4001 | 3.6 | 360 | F.03.01 | Active
| 1 | 3 | 2.3.2.12 | 0.6/1kV CU/XLPE/PVC/GSWA/PVC Cable - 12/C - 2.5 Sqmm | - | POWER AND CONTROL CABLE | 0 | 0 | 0 | 0 | 0 | 0 | 0 | 0 | 0 | 0 | 0 | - | 0 | 0 | 0 | 0 | 0 | 0 | 0 | - | Inactive
| 1 | 3 | 2.3.2.13 | 0.6/1kV CU/XLPE/PVC/GSWA/PVC Cable - 12/C - 2.5㎟ (for Air Craft Warning Lighting) | - | POWER AND CONTROL CABLE | 0 | 0 | 0 | 0 | 0 | 0 | 0 | 0 | 0 | 0 | 0 | - | 0 | 0 | 0 | 0 | 0 | 0 | 0 | - | Inactive
| 1 | 3 | 2.3.2.14 | 0.6/1kV CU/XLPE/PVC/GSWA/PVC Cable - 15/C - 2.5 Sqmm | - | POWER AND CONTROL CABLE | 0 | 0 | 0 | 0 | 0 | 0 | 0 | 0 | 0 | 0 | 0 | - | 0 | 0 | 0 | 0 | 0 | 0 | 0 | - | Inactive
| 1 | 3 | 2.3.2.15 | 0.6/1kV CU/XLPE/PVC/GSWA/PVC Cable - 20/C - 2.5 Sqmm | - | POWER AND CONTROL CABLE | 600 | 0 | 21916.9307 | 5496.5352 | 2688.7993 | 0 | 13150158.4329 | 3297921.1332 | 1613279.581 | 18061359.1472 | 247.6118 | MP30 | 19 | 10 | 1000 | 0.19 | 114.0001 | 6 | 600 | F.03.01 | Active
| 1 | 3 | 2.3.2.16 | 0.6/1kV CU/XLPE/PVC/GSWA/PVC Cable - 30/C - 2.5㎟ | - | POWER AND CONTROL CABLE | 0 | 0 | 0 | 0 | 0 | 0 | 0 | 0 | 0 | 0 | 0 | - | 0 | 0 | 0 | 0 | 0 | 0 | 0 | - | Inactive
| 1 | 3 | 2.3.2.17 | 0.6/1kV CU/XLPE/PVC/GSWA/PVC Cable - 40/C - 2.5㎟ | - | POWER AND CONTROL CABLE | 0 | 0 | 0 | 0 | 0 | 0 | 0 | 0 | 0 | 0 | 0 | - | 0 | 0 | 0 | 0 | 0 | 0 | 0 | - | Inactive
| 1 | 3 | 2.3.2.18 | 0.6/1kV CU/XLPE/PVC/GSWA/PVC Cable - 50/C - 2.5 Sqmm | - | POWER AND CONTROL CABLE | 0 | 0 | 0 | 0 | 0 | 0 | 0 | 0 | 0 | 0 | 0 | - | 0 | 0 | 0 | 0 | 0 | 0 | 0 | - | Inactive
| 0 | 2 | 2.3.3 | Control Cable (CU/MGT/XLPE/PVC/GSWA or AWA/PVC), Flame Retardant & Fire Resistant - EWLV10 | - | POWER AND CONTROL CABLE | 0 | 0 | 0 | 0 | 0 | 0 | 0 | 0 | 0 | 0 | 0 | - | 0 | 0 | 0 | 0 | 0 | 0 | 10340 | - | Active
| 1 | 3 | 2.3.3.1 | 0.6/1kV CU/MGT/XLPE/PVC/GSWA or AWA/PVC Cable - 3/C - 2.5㎟ | - | POWER AND CONTROL CABLE | 4700 | 0 | 4189.6661 | 1050.8082 | 514.0352 | 0 | 19691430.8308 | 4938798.5598 | 2415965.2549 | 27046194.6455 | 370.8109 | MP30 | 19 | 10 | 1000 | 0.19 | 893.001 | 47.0001 | 4700 | F.03.01 | Active
| 1 | 3 | 2.3.3.2 | 0.6/1kV CU/MGT/XLPE/PVC/GSWA or AWA/PVC Cable - 5/C - 2.5㎟ | - | POWER AND CONTROL CABLE | 400 | 0 | 0 | 0 | 0 | 0 | 2320674.5118 | 581986.0823 | 284696.3967 | 3187356.9908 | 43.6962 | MP30 | 19 | 10 | 1000 | 0.19 | 76.0001 | 4 | 400 | F.03.01 | Active
| 1 | 3 | 2.3.3.3 | 0.6/1kV CU/MGT/XLPE/PVC/GSWA or AWA/PVC Cable - 9/C - 2.5㎟ | - | POWER AND CONTROL CABLE | 0 | 0 | 0 | 0 | 0 | 0 | 0 | 0 | 0 | 0 | 0 | - | 0 | 0 | 0 | 0 | 0 | 0 | 0 | - | Inactive
| 1 | 3 | 2.3.3.4 | 0.6/1kV CU/MGT/XLPE/PVC/GSWA or AWA/PVC Cable - 10/C - 2.5㎟ | - | POWER AND CONTROL CABLE | 4520 | 0 | 7412.715 | 1859.1222 | 909.4468 | 0 | 33505471.9022 | 8403232.3777 | 4110699.6383 | 46019403.9182 | 630.9247 | MP30 | 19 | 10 | 1000 | 0.19 | 858.801 | 45.2001 | 4520 | F.03.01 | Active
| 1 | 3 | 2.3.3.5 | 0.6/1kV CU/MGT/XLPE/PVC/GSWA or AWA/PVC Cable - 12/C - 2.5㎟ | - | POWER AND CONTROL CABLE | 0 | 0 | 0 | 0 | 0 | 0 | 0 | 0 | 0 | 0 | 0 | - | 0 | 0 | 0 | 0 | 0 | 0 | 0 | - | Inactive
| 1 | 3 | 2.3.3.6 | 0.6/1kV CU/MGT/XLPE/PVC/GSWA or AWA/PVC Cable - 15/C - 2.5㎟ | - | POWER AND CONTROL CABLE | 0 | 0 | 0 | 0 | 0 | 0 | 0 | 0 | 0 | 0 | 0 | - | 0 | 0 | 0 | 0 | 0 | 0 | 0 | - | Inactive
| 1 | 3 | 2.3.3.7 | 0.6/1kV CU/MGT/XLPE/PVC/GSWA or AWA/PVC Cable - 20/C - 2.5㎟ | - | POWER AND CONTROL CABLE | 0 | 0 | 0 | 0 | 0 | 0 | 0 | 0 | 0 | 0 | 0 | - | 0 | 0 | 0 | 0 | 0 | 0 | 0 | - | Inactive
| 1 | 3 | 2.3.3.8 | 0.6/1kV CU/MGT/XLPE/PVC/GSWA or AWA/PVC Cable - 30/C - 2.5㎟ | - | POWER AND CONTROL CABLE | 0 | 0 | 0 | 0 | 0 | 0 | 0 | 0 | 0 | 0 | 0 | - | 0 | 0 | 0 | 0 | 0 | 0 | 0 | - | Inactive
| 1 | 3 | 2.3.3.9 | 0.6/1kV CU/MGT/XLPE/PVC/GSWA or AWA/PVC Cable - 50/C - 2.5㎟ | - | POWER AND CONTROL CABLE | 720 | 0 | 36420.155 | 9133.9482 | 4468.1518 | 0 | 26222511.6131 | 6576442.7303 | 3217069.2822 | 36016023.6256 | 493.7671 | MP30 | 19 | 10 | 1000 | 0.19 | 136.8002 | 7.2 | 720 | F.03.01 | Active
| 0 | 2 | 2.3.4 | Control Cable (CU/XLPE/PVC), Flame Retardant - EWLV7 | - | POWER AND CONTROL CABLE | 0 | 0 | 0 | 0 | 0 | 0 | 0 | 0 | 0 | 0 | 0 | - | 0 | 0 | 0 | 0 | 0 | 0 | 0 | - | Inactive
| 1 | 3 | 2.3.4.1 | 0.6/1kV CU/XLPE/PVC Cable - 3/C - 2.5㎟ | - | POWER AND CONTROL CABLE | 0 | 0 | 0 | 0 | 0 | 0 | 0 | 0 | 0 | 0 | 0 | - | 0 | 0 | 0 | 0 | 0 | 0 | 0 | - | Inactive
| 1 | 3 | 2.3.4.2 | 0.6/1kV CU/XLPE/PVC Cable - 5/C - 2.5㎟ | - | POWER AND CONTROL CABLE | 0 | 0 | 0 | 0 | 0 | 0 | 0 | 0 | 0 | 0 | 0 | - | 0 | 0 | 0 | 0 | 0 | 0 | 0 | - | Inactive
| 1 | 3 | 2.3.4.3 | 0.6/1kV CU/XLPE/PVC Cable - 9/C - 2.5㎟ | - | POWER AND CONTROL CABLE | 0 | 0 | 0 | 0 | 0 | 0 | 0 | 0 | 0 | 0 | 0 | - | 0 | 0 | 0 | 0 | 0 | 0 | 0 | - | Inactive
| 1 | 3 | 2.3.4.4 | 0.6/1kV CU/XLPE/PVC Cable - 12/C - 2.5㎟ | - | POWER AND CONTROL CABLE | 0 | 0 | 0 | 0 | 0 | 0 | 0 | 0 | 0 | 0 | 0 | - | 0 | 0 | 0 | 0 | 0 | 0 | 0 | - | Inactive
| 1 | 3 | 2.3.4.5 | 0.6/1kV CU/XLPE/PVC Cable - 15/C - 2.5㎟ | - | POWER AND CONTROL CABLE | 0 | 0 | 0 | 0 | 0 | 0 | 0 | 0 | 0 | 0 | 0 | - | 0 | 0 | 0 | 0 | 0 | 0 | 0 | - | Inactive
| 1 | 3 | 2.3.4.6 | 0.6/1kV CU/XLPE/PVC Cable - 20/C - 2.5㎟ | - | POWER AND CONTROL CABLE | 0 | 0 | 0 | 0 | 0 | 0 | 0 | 0 | 0 | 0 | 0 | - | 0 | 0 | 0 | 0 | 0 | 0 | 0 | - | Inactive
| 1 | 3 | 2.3.4.7 | 0.6/1kV CU/XLPE/PVC Cable - 30/C - 2.5㎟ | - | POWER AND CONTROL CABLE | 0 | 0 | 0 | 0 | 0 | 0 | 0 | 0 | 0 | 0 | 0 | - | 0 | 0 | 0 | 0 | 0 | 0 | 0 | - | Inactive
| 0 | 2 | 2.3.5 | Control Cable (CU/XLPE/LSZH/GSWA/LSZH), Flame Retardant - EWLV2 | - | POWER AND CONTROL CABLE | 0 | 0 | 0 | 0 | 0 | 0 | 0 | 0 | 0 | 0 | 0 | - | 0 | 0 | 0 | 0 | 0 | 0 | 1440 | - | Active
| 1 | 3 | 2.3.5.1 | 0.6/1kV CU/XLPE/LSZH/GSWA/LSZH Cable - 3/C - 2.5㎟ | - | POWER AND CONTROL CABLE | 1440 | 0 | 0 | 0 | 0 | 0 | 6033119.2333 | 1513163.8141 | 740210.6313 | 8286493.6786 | 113.6101 | MP30 | 19 | 10 | 1000 | 0.19 | 273.6003 | 14.4 | 1440 | F.03.01 | Active
| 1 | 3 | 2.3.5.2 | 0.6/1kV CU/XLPE/LSZH/GSWA/LSZH Cable - 5/C - 2.5㎟ | - | POWER AND CONTROL CABLE | 0 | 0 | 0 | 0 | 0 | 0 | 0 | 0 | 0 | 0 | 0 | - | 0 | 0 | 0 | 0 | 0 | 0 | 0 | - | Inactive
| 1 | 3 | 2.3.5.3 | 0.6/1kV CU/XLPE/LSZH/GSWA/LSZH Cable - 9/C - 2.5㎟ | - | POWER AND CONTROL CABLE | 0 | 0 | 0 | 0 | 0 | 0 | 0 | 0 | 0 | 0 | 0 | - | 0 | 0 | 0 | 0 | 0 | 0 | 0 | - | Inactive
| 1 | 3 | 2.3.5.4 | 0.6/1kV CU/XLPE/LSZH/GSWA/LSZH Cable - 12/C - 2.5㎟ | - | POWER AND CONTROL CABLE | 0 | 0 | 0 | 0 | 0 | 0 | 0 | 0 | 0 | 0 | 0 | - | 0 | 0 | 0 | 0 | 0 | 0 | 0 | - | Inactive
| 1 | 3 | 2.3.5.5 | 0.6/1kV CU/XLPE/LSZH/GSWA/LSZH Cable - 15/C - 2.5㎟ | - | POWER AND CONTROL CABLE | 0 | 0 | 0 | 0 | 0 | 0 | 0 | 0 | 0 | 0 | 0 | - | 0 | 0 | 0 | 0 | 0 | 0 | 0 | - | Inactive
| 1 | 3 | 2.3.5.6 | 0.6/1kV CU/XLPE/LSZH/GSWA/LSZH Cable - 20/C - 2.5㎟ | - | POWER AND CONTROL CABLE | 0 | 0 | 0 | 0 | 0 | 0 | 0 | 0 | 0 | 0 | 0 | - | 0 | 0 | 0 | 0 | 0 | 0 | 0 | - | Inactive
| 1 | 3 | 2.3.5.7 | 0.6/1kV CU/XLPE/LSZH/GSWA/LSZH Cable - 30/C - 2.5㎟ | - | POWER AND CONTROL CABLE | 0 | 0 | 0 | 0 | 0 | 0 | 0 | 0 | 0 | 0 | 0 | - | 0 | 0 | 0 | 0 | 0 | 0 | 0 | - | Inactive
| 1 | 3 | 2.3.5.8 | 0.6/1kV CU/XLPE/LSZH/GSWA/LSZH Cable | - | POWER AND CONTROL CABLE | 0 | 0 | 0 | 0 | 0 | 0 | 0 | 0 | 0 | 0 | 0 | - | 0 | 0 | 0 | 0 | 0 | 0 | 0 | - | Inactive
| 1 | 3 | 2.3.5.9 | 0.6/1kV CU/XLPE/LSZH/GSWA/LSZH Cable - 9/C - 4㎟ | - | POWER AND CONTROL CABLE | 0 | 0 | 0 | 0 | 0 | 0 | 0 | 0 | 0 | 0 | 0 | - | 0 | 0 | 0 | 0 | 0 | 0 | 0 | - | Inactive
| 1 | 3 | 2.3.5.10 | 0.6/1kV CU/XLPE/LSZH/GSWA/LSZH Cable - 12/C - 4㎟ | - | POWER AND CONTROL CABLE | 0 | 0 | 0 | 0 | 0 | 0 | 0 | 0 | 0 | 0 | 0 | - | 0 | 0 | 0 | 0 | 0 | 0 | 0 | - | Inactive
| 1 | 3 | 2.3.5.11 | 0.6/1kV CU/XLPE/LSZH/GSWA/LSZH Cable - 15/C - 4㎟ | - | POWER AND CONTROL CABLE | 0 | 0 | 0 | 0 | 0 | 0 | 0 | 0 | 0 | 0 | 0 | - | 0 | 0 | 0 | 0 | 0 | 0 | 0 | - | Inactive
| 0 | 2 | 2.3.6 | Control Cable (CU/MGT/XLPE/LSZH/GSWA/LSZH), Flame Retardant & Fire Resistant | - | POWER AND CONTROL CABLE | 0 | 0 | 0 | 0 | 0 | 0 | 0 | 0 | 0 | 0 | 0 | - | 0 | 0 | 0 | 0 | 0 | 0 | 6637 | - | Active
| 1 | 3 | 2.3.6.1 | 0.6/1kV CU/MGT/XLPE/LSZH/GSWA/LSZH Cable - 3/C - 2.5㎟ | - | POWER AND CONTROL CABLE | 6637 | 0 | 0 | 0 | 0 | 0 | 27806814.1328 | 6974214.0513 | 3411651.361 | 38192679.5452 | 523.6323 | MP30 | 19 | 10 | 1000 | 0.19 | 1261.0315 | 66.3701 | 6637 | F.03.01 | Active
| 1 | 3 | 2.3.6.2 | 0.6/1kV CU/MGT/XLPE/LSZH/GSWA/LSZH Cable - 6/C - 2.5㎟ | - | POWER AND CONTROL CABLE | 0 | 0 | 0 | 0 | 0 | 0 | 0 | 0 | 0 | 0 | 0 | - | 0 | 0 | 0 | 0 | 0 | 0 | 0 | - | Inactive
| 1 | 3 | 2.3.6.3 | 0.6/1kV CU/MGT/XLPE/LSZH/GSWA/LSZH Cable - 50/C - 2.5㎟ | - | POWER AND CONTROL CABLE | 0 | 0 | 0 | 0 | 0 | 0 | 0 | 0 | 0 | 0 | 0 | - | 0 | 0 | 0 | 0 | 0 | 0 | 0 | - | Inactive
| 0 | 2 | 2.3.7 | Control Cable (CU/XLPE/LSZH), Flame Retardant - EWLV5 | - | POWER AND CONTROL CABLE | 0 | 0 | 0 | 0 | 0 | 0 | 0 | 0 | 0 | 0 | 0 | - | 0 | 0 | 0 | 0 | 0 | 0 | 0 | - | Inactive
| 1 | 3 | 2.3.7.1 | 0.6/1kV CU/XLPE/LSZH Cable - 3/C - 2.5㎟ | - | POWER AND CONTROL CABLE | 0 | 0 | 0 | 0 | 0 | 0 | 0 | 0 | 0 | 0 | 0 | - | 0 | 0 | 0 | 0 | 0 | 0 | 0 | - | Inactive
| 1 | 3 | 2.3.7.2 | 0.6/1kV CU/XLPE/LSZH Cable - 5/C - 2.5㎟ | - | POWER AND CONTROL CABLE | 0 | 0 | 0 | 0 | 0 | 0 | 0 | 0 | 0 | 0 | 0 | - | 0 | 0 | 0 | 0 | 0 | 0 | 0 | - | Inactive
| 1 | 3 | 2.3.7.3 | 0.6/1kV CU/XLPE/LSZH Cable - 9/C - 2.5㎟ | - | POWER AND CONTROL CABLE | 0 | 0 | 0 | 0 | 0 | 0 | 0 | 0 | 0 | 0 | 0 | - | 0 | 0 | 0 | 0 | 0 | 0 | 0 | - | Inactive
| 1 | 3 | 2.3.7.4 | 0.6/1kV CU/XLPE/LSZH Cable - 12/C - 2.5㎟ | - | POWER AND CONTROL CABLE | 0 | 0 | 0 | 0 | 0 | 0 | 0 | 0 | 0 | 0 | 0 | - | 0 | 0 | 0 | 0 | 0 | 0 | 0 | - | Inactive
| 1 | 3 | 2.3.7.5 | 0.6/1kV CU/XLPE/LSZH Cable - 15/C - 2.5㎟ | - | POWER AND CONTROL CABLE | 0 | 0 | 0 | 0 | 0 | 0 | 0 | 0 | 0 | 0 | 0 | - | 0 | 0 | 0 | 0 | 0 | 0 | 0 | - | Inactive
| 1 | 3 | 2.3.7.6 | 0.6/1kV CU/XLPE/LSZH Cable - 20/C - 2.5㎟ | - | POWER AND CONTROL CABLE | 0 | 0 | 0 | 0 | 0 | 0 | 0 | 0 | 0 | 0 | 0 | - | 0 | 0 | 0 | 0 | 0 | 0 | 0 | - | Inactive
| 1 | 3 | 2.3.7.7 | 0.6/1kV CU/XLPE/LSZH Cable - 30/C - 2.5㎟ | - | POWER AND CONTROL CABLE | 0 | 0 | 0 | 0 | 0 | 0 | 0 | 0 | 0 | 0 | 0 | - | 0 | 0 | 0 | 0 | 0 | 0 | 0 | - | Inactive
| 0 | 2 | 2.3.8 | Control Cable (CU/MGT/XLPE/LSZH), Flame Retardant & Fire Resistant - EWLV6 | - | POWER AND CONTROL CABLE | 0 | 0 | 0 | 0 | 0 | 0 | 0 | 0 | 0 | 0 | 0 | - | 0 | 0 | 0 | 0 | 0 | 0 | 12724 | - | Active
| 1 | 3 | 2.3.8.1 | 0.6/1kV CU/MGT/XLPE/LSZH Cable - 3/C - 2.5㎟ | - | POWER AND CONTROL CABLE | 12724 | 0 | 0 | 0 | 0 | 0 | 53309311.8918 | 13370483.5904 | 6540583.3838 | 73220378.8659 | 1003.8718 | MP30 | 19 | 10 | 1000 | 0.19 | 2417.5628 | 127.2401 | 12724 | F.03.01 | Active
| 1 | 3 | 2.3.8.2 | 0.6/1kV CU/MGT/XLPE/LSZH Cable - 5/C - 2.5㎟ | - | POWER AND CONTROL CABLE | 0 | 0 | 0 | 0 | 0 | 0 | 0 | 0 | 0 | 0 | 0 | - | 0 | 0 | 0 | 0 | 0 | 0 | 0 | - | Inactive
| 1 | 3 | 2.3.8.3 | 0.6/1kV CU/MGT/XLPE/LSZH Cable - 12/C - 2.5㎟ | - | POWER AND CONTROL CABLE | 0 | 0 | 0 | 0 | 0 | 0 | 0 | 0 | 0 | 0 | 0 | - | 0 | 0 | 0 | 0 | 0 | 0 | 0 | - | Inactive
| 0 | 1 | 2.4 | Lighting & Receptacle Wire | - | POWER AND CONTROL CABLE | 0 | 0 | 0 | 0 | 0 | 0 | 0 | 0 | 0 | 0 | 0 | - | 0 | 0 | 0 | 0 | 0 | 0 | 2681 | - | Active
| 0 | 2 | 2.4.1 | Lighting Wire | - | POWER AND CONTROL CABLE | 0 | 0 | 0 | 0 | 0 | 0 | 0 | 0 | 0 | 0 | 0 | - | 0 | 0 | 0 | 0 | 0 | 0 | 1523 | - | Active
| 1 | 3 | 2.4.1.1 | 450/750V LSZH Lighting wire - 2.5㎟ for Building LTG..(RED) | - | POWER AND CONTROL CABLE | 254 | 0 | 2578.6374 | 646.6512 | 316.3293 | 0 | 654973.8974 | 164249.4055 | 80347.6497 | 899570.9525 | 12.332 | MP30 | 19 | 11.9999 | 1000 | 0.228 | 57.9114 | 3.048 | 254 | F.04.01 | Active
| 1 | 3 | 2.4.1.2 | 450/750V LSZH Lighting wire - 2.5㎟ for Building LTG.(YELLOW) | - | POWER AND CONTROL CABLE | 254 | 0 | 2578.6374 | 646.6512 | 316.3293 | 0 | 654973.8974 | 164249.4055 | 80347.6497 | 899570.9525 | 12.332 | MP30 | 19 | 11.9999 | 1000 | 0.228 | 57.9114 | 3.048 | 254 | F.04.01 | Active
| 1 | 3 | 2.4.1.3 | 450/750V LSZH Lighting wire - 2.5㎟ for Building LTG.(BLUE) | - | POWER AND CONTROL CABLE | 254 | 0 | 2578.6374 | 646.6512 | 316.3293 | 0 | 654973.8974 | 164249.4055 | 80347.6497 | 899570.9525 | 12.332 | MP30 | 19 | 11.9999 | 1000 | 0.228 | 57.9114 | 3.048 | 254 | F.04.01 | Active
| 1 | 3 | 2.4.1.4 | 450/750V LSZH Lighting wire - 2.5㎟ for Building LTG.(BLACK) | - | POWER AND CONTROL CABLE | 254 | 0 | 2578.6374 | 646.6512 | 316.3293 | 0 | 654973.8974 | 164249.4055 | 80347.6497 | 899570.9525 | 12.332 | MP30 | 19 | 11.9999 | 1000 | 0.228 | 57.9114 | 3.048 | 254 | F.04.01 | Active
| 1 | 3 | 2.4.1.5 | 450/750V LSZH Lighting wire - 2.5㎟ for Building LTG.(YELLOW/GREEN) | - | POWER AND CONTROL CABLE | 507 | 0 | 2578.6374 | 646.6512 | 316.3293 | 0 | 1307369.1573 | 327852.1597 | 160378.9701 | 1795600.2872 | 24.6155 | MP30 | 19 | 11.9999 | 1000 | 0.228 | 115.5947 | 6.0839 | 507 | F.04.01 | Active
| 1 | 3 | 2.4.1.6 | 450/750V LSZH Lighting wire - 2.5㎟ for Building LTG.(WHITE) | - | POWER AND CONTROL CABLE | 0 | 0 | 0 | 0 | 0 | 0 | 0 | 0 | 0 | 0 | 0 | - | 0 | 0 | 0 | 0 | 0 | 0 | 0 | - | Inactive
| 1 | 3 | 2.4.1.7 | 450/750V LSZH Lighting wire - 2.5㎟ for Building LTG.(GREY) | - | POWER AND CONTROL CABLE | 0 | 0 | 0 | 0 | 0 | 0 | 0 | 0 | 0 | 0 | 0 | - | 0 | 0 | 0 | 0 | 0 | 0 | 0 | - | Inactive
| 0 | 2 | 2.4.2 | Receptacle Wire | - | POWER AND CONTROL CABLE | 0 | 0 | 0 | 0 | 0 | 0 | 0 | 0 | 0 | 0 | 0 | - | 0 | 0 | 0 | 0 | 0 | 0 | 1158 | - | Active
| 1 | 3 | 2.4.2.1 | 450/750V LSZH Receptacle wire - 4㎟ for Building RECEP.(RED) | - | POWER AND CONTROL CABLE | 193 | 0 | 4189.6661 | 1050.8082 | 514.0352 | 0 | 808605.5639 | 202805.9834 | 99208.786 | 1110620.3333 | 15.2269 | MP30 | 19 | 11.9999 | 1000 | 0.228 | 44.0035 | 2.316 | 193 | F.04.01 | Active
| 1 | 3 | 2.4.2.2 | 450/750V LSZH Receptacle wire - 4㎟ for Building RECEP.(YELLOW) | - | POWER AND CONTROL CABLE | 193 | 0 | 4189.6661 | 1050.8082 | 514.0352 | 0 | 808605.5639 | 202805.9834 | 99208.786 | 1110620.3333 | 15.2269 | MP30 | 19 | 11.9999 | 1000 | 0.228 | 44.0035 | 2.316 | 193 | F.04.01 | Active
| 1 | 3 | 2.4.2.3 | 450/750V LSZH Receptacle wire - 4㎟ for Building RECEP.(BLUE) | - | POWER AND CONTROL CABLE | 193 | 0 | 4189.6661 | 1050.8082 | 514.0352 | 0 | 808605.5639 | 202805.9834 | 99208.786 | 1110620.3333 | 15.2269 | MP30 | 19 | 11.9999 | 1000 | 0.228 | 44.0035 | 2.316 | 193 | F.04.01 | Active
| 1 | 3 | 2.4.2.4 | 450/750V LSZH Receptacle wire - 4㎟ for Building RECEP.(BLACK) | - | POWER AND CONTROL CABLE | 193 | 0 | 4189.6661 | 1050.8082 | 514.0352 | 0 | 808605.5639 | 202805.9834 | 99208.786 | 1110620.3333 | 15.2269 | MP30 | 19 | 11.9999 | 1000 | 0.228 | 44.0035 | 2.316 | 193 | F.04.01 | Active
| 1 | 3 | 2.4.2.5 | 450/750V LSZH Receptacle wire - 4㎟ for Building RECEP.(YELLOW/GREEN) | - | POWER AND CONTROL CABLE | 386 | 0 | 4189.6661 | 1050.8082 | 514.0352 | 0 | 1617211.1278 | 405611.9668 | 198417.572 | 2221240.6666 | 30.4538 | MP30 | 19 | 11.9999 | 1000 | 0.228 | 88.007 | 4.6319 | 386 | F.04.01 | Active
| 0 | 1 | 2.5 | Earthing Wire | - | POWER AND CONTROL CABLE | 0 | 0 | 0 | 0 | 0 | 0 | 0 | 0 | 0 | 0 | 0 | - | 0 | 0 | 0 | 0 | 0 | 0 | 21692 | - | Active
| 0 | 2 | 2.5.1 | BARE COPPER Cable - EWG1 | - | POWER AND CONTROL CABLE | 0 | 0 | 0 | 0 | 0 | 0 | 0 | 0 | 0 | 0 | 0 | - | 0 | 0 | 0 | 0 | 0 | 0 | 5134 | - | Active
| 1 | 3 | 2.5.1.1 | Bare Cppoer Wire - 70㎟ (for Lightning) | - | POWER AND CONTROL CABLE | 455 | 0 | 0 | 0 | 0 | 0 | 7772247.0679 | 1949249.2188 | 953535.223 | 10675031.5097 | 146.3519 | MP23 | 7 | 8 | 500 | 0.112 | 50.9602 | 7.28 | 455 | F.05.01.01 | Active
| 1 | 3 | 2.5.1.2 | Bare Cppoer Wire - 95㎟ (for Main grid) (for Safety) | - | POWER AND CONTROL CABLE | 4499 | 0 | 20304.9106 | 5092.3782 | 2491.0935 | 0 | 91351792.6822 | 22910609.6136 | 11207429.5247 | 125469831.8205 | 1720.1558 | MP23 | 7 | 8 | 500 | 0.112 | 503.8899 | 71.9843 | 4499 | F.05.01.01 | Active
| 1 | 3 | 2.5.1.3 | Bare Cppoer Wire - 185㎟ (for Main grid) (for Safety) | - | POWER AND CONTROL CABLE | 180 | 0 | 28363.0285 | 7113.1632 | 3479.6226 | 0 | 5105345.1297 | 1280369.3811 | 626332.0726 | 7012046.5835 | 96.1317 | MP23 | 7 | 10.0002 | 500 | 0.14 | 25.2005 | 3.6001 | 180 | F.05.01.02 | Active
| 1 | 3 | 2.5.1.4 | Bare Cppoer Wire - 185㎟ (for Main grid) (for Clean) | - | POWER AND CONTROL CABLE | 0 | 0 | 0 | 0 | 0 | 0 | 0 | 0 | 0 | 0 | 0 | - | 0 | 0 | 0 | 0 | 0 | 0 | 0 | - | Inactive
| 1 | 3 | 2.5.1.5 | Bare Cppoer Wire - 240㎟ (for Grid) | - | POWER AND CONTROL CABLE | 0 | 0 | 0 | 0 | 0 | 0 | 0 | 0 | 0 | 0 | 0 | - | 0 | 0 | 0 | 0 | 0 | 0 | 0 | - | Inactive
| 1 | 3 | 2.5.1.6 | Bare Cppoer Wire - 300㎟ (for Grid) | - | POWER AND CONTROL CABLE | 0 | 0 | 0 | 0 | 0 | 0 | 0 | 0 | 0 | 0 | 0 | - | 0 | 0 | 0 | 0 | 0 | 0 | 0 | - | Inactive
| 0 | 2 | 2.5.2 | Earthing Wire (for Safety and Electrical) - EGW2-E | - | POWER AND CONTROL CABLE | 0 | 0 | 0 | 0 | 0 | 0 | 0 | 0 | 0 | 0 | 0 | - | 0 | 0 | 0 | 0 | 0 | 0 | 16558 | - | Active
| 1 | 3 | 2.5.2.1 | 450/750V PVC Earthing Wire - 2.5㎟ (for Grounding) | - | POWER AND CONTROL CABLE | 0 | 0 | 0 | 0 | 0 | 0 | 0 | 0 | 0 | 0 | 0 | - | 0 | 0 | 0 | 0 | 0 | 0 | 0 | - | Inactive
| 1 | 3 | 2.5.2.2 | 450/750V PVC Earthing Wire - 4㎟ (for Grounding) | - | POWER AND CONTROL CABLE | 0 | 0 | 0 | 0 | 0 | 0 | 0 | 0 | 0 | 0 | 0 | - | 0 | 0 | 0 | 0 | 0 | 0 | 0 | - | Inactive
| 1 | 3 | 2.5.2.3 | 450/750V PVC Earthing Wire - 6㎟ (for Grounding) | - | POWER AND CONTROL CABLE | 0 | 0 | 0 | 0 | 0 | 0 | 0 | 0 | 0 | 0 | 0 | - | 0 | 0 | 0 | 0 | 0 | 0 | 0 | - | Inactive
| 1 | 3 | 2.5.2.4 | 450/750V PVC Earthing Wire - 10㎟ (for Grounding) | - | POWER AND CONTROL CABLE | 103 | 0 | 9669.1467 | 2424.942 | 1186.235 | 0 | 995922.1065 | 249769.027 | 122182.2036 | 1367873.3371 | 18.753 | MP23 | 7 | 8 | 500 | 0.112 | 11.536 | 1.648 | 103 | F.05.02.01 | Active
| 1 | 3 | 2.5.2.5 | 450/750V PVC Earthing Wire - 16㎟ (for Grounding) | - | POWER AND CONTROL CABLE | 0 | 0 | 0 | 0 | 0 | 0 | 0 | 0 | 0 | 0 | 0 | - | 0 | 0 | 0 | 0 | 0 | 0 | 0 | - | Inactive
| 1 | 3 | 2.5.2.6 | 450/750V PVC Earthing Wire - 25㎟ (for Grounding) | - | POWER AND CONTROL CABLE | 1937 | 0 | 11281.1668 | 2829.099 | 1383.9408 | 0 | 21851620.112 | 5479964.785 | 2680693.3626 | 30012278.2596 | 411.4423 | MP23 | 7 | 8 | 500 | 0.112 | 216.9448 | 30.9921 | 1937 | F.05.02.01 | Active
| 1 | 3 | 2.5.2.7 | 450/750V PVC Earthing Wire - 35㎟ (for Grounding) | - | POWER AND CONTROL CABLE | 2193 | 0 | 13858.8128 | 3475.7502 | 1700.2701 | 0 | 30392376.4691 | 7622320.2191 | 3728692.4317 | 41743389.1199 | 572.2929 | MP23 | 7 | 8 | 500 | 0.112 | 245.6169 | 35.0881 | 2193 | F.05.02.01 | Active
| 1 | 3 | 2.5.2.8 | 450/750V PVC Earthing Wire - 70㎟ (for Grounding) | - | POWER AND CONTROL CABLE | 10975 | 0 | 17081.8617 | 4284.0642 | 2095.6818 | 0 | 187473432.0235 | 47017604.7833 | 23000107.8504 | 257491144.6571 | 3530.1377 | MP23 | 7 | 8 | 500 | 0.112 | 1229.2047 | 175.6007 | 10975 | F.05.02.01 | Active
| 1 | 3 | 2.5.2.9 | 450/750V PVC Earthing Wire - 95㎟ (for Grounding) | - | POWER AND CONTROL CABLE | 1230 | 0 | 20304.9106 | 5092.3782 | 2491.0935 | 0 | 24975040.0087 | 6263625.2111 | 3064044.969 | 34302710.1888 | 470.2804 | MP23 | 7 | 8 | 500 | 0.112 | 137.7605 | 19.6801 | 1230 | F.05.02.01 | Active
| 1 | 3 | 2.5.2.10 | 450/750V PVC Earthing Wire - 120㎟ (for Grounding) | - | POWER AND CONTROL CABLE | 0 | 0 | 0 | 0 | 0 | 0 | 0 | 0 | 0 | 0 | 0 | - | 0 | 0 | 0 | 0 | 0 | 0 | 0 | - | Inactive
| 1 | 3 | 2.5.2.11 | 450/750V PVC Earthing Wire - 240㎟ (for Grounding) | - | POWER AND CONTROL CABLE | 120 | 0 | 32552.6946 | 8163.9714 | 3993.6578 | 0 | 3906323.3559 | 979676.5719 | 479238.9344 | 5365238.8622 | 73.5553 | MP23 | 7 | 10.0002 | 500 | 0.14 | 16.8003 | 2.4 | 120 | F.05.02.02 | Active
| 0 | 2 | 2.5.3 | Earthing Wire (for Instrument) - EGW2-I | - | POWER AND CONTROL CABLE | 0 | 0 | 0 | 0 | 0 | 0 | 0 | 0 | 0 | 0 | 0 | - | 0 | 0 | 0 | 0 | 0 | 0 | 0 | - | Inactive
| 1 | 3 | 2.5.3.1 | 450/750V PVC Earthing Wire - 6㎟ (for Grounding) | - | POWER AND CONTROL CABLE | 0 | 0 | 0 | 0 | 0 | 0 | 0 | 0 | 0 | 0 | 0 | - | 0 | 0 | 0 | 0 | 0 | 0 | 0 | - | Inactive
| 1 | 3 | 2.5.3.2 | 450/750V PVC Earthing Wire - 25㎟ (for Grounding) | - | POWER AND CONTROL CABLE | 0 | 0 | 0 | 0 | 0 | 0 | 0 | 0 | 0 | 0 | 0 | - | 0 | 0 | 0 | 0 | 0 | 0 | 0 | - | Inactive
| 1 | 3 | 2.5.3.3 | 450/750V PVC Earthing Wire - 35㎟ (for Grounding) | - | POWER AND CONTROL CABLE | 0 | 0 | 0 | 0 | 0 | 0 | 0 | 0 | 0 | 0 | 0 | - | 0 | 0 | 0 | 0 | 0 | 0 | 0 | - | Inactive
| 1 | 3 | 2.5.3.4 | 450/750V PVC Earthing Wire - 70㎟ (for Grounding) | - | POWER AND CONTROL CABLE | 0 | 0 | 0 | 0 | 0 | 0 | 0 | 0 | 0 | 0 | 0 | - | 0 | 0 | 0 | 0 | 0 | 0 | 0 | - | Inactive
| 1 | 3 | 2.5.3.5 | 450/750V PVC Earthing Wire - 95㎟ (for Grounding) | - | POWER AND CONTROL CABLE | 0 | 0 | 0 | 0 | 0 | 0 | 0 | 0 | 0 | 0 | 0 | - | 0 | 0 | 0 | 0 | 0 | 0 | 0 | - | Inactive
| 1 | 3 | 2.5.3.6 | 450/750V PVC Earthing Wire - 120㎟ (for Grounding) | - | POWER AND CONTROL CABLE | 0 | 0 | 0 | 0 | 0 | 0 | 0 | 0 | 0 | 0 | 0 | - | 0 | 0 | 0 | 0 | 0 | 0 | 0 | - | Inactive
| 0 | 0 | 3 | Local Control Station | - | LOCAL CONTROL STATION | 0 | 0 | 0 | 0 | 0 | 0 | 0 | 0 | 0 | 0 | 0 | - | 0 | 0 | 0 | 0 | 0 | 0 | 206 | - | Active
| 1 | 1 | 3.1 | LOCAL CONTROL STATION (TYPE 1) - - 250W x 120D x 400H | - | LOCAL CONTROL STATION | 87 | 0 | 876993.4862 | 219942.2403 | 107591.5132 | 0 | 76298433.299 | 19134974.9044 | 9360461.6514 | 104793869.8549 | 1436.6767 | MP18 | 8 | 0.50072 | 1 | 4.0058 | 348.5034 | 43.5629 | 87 | G.01 | Active
| 1 | 1 | 3.2 | LOCAL CONTROL STATION (TYPE 1-1) for Air Cooler Motor - - 250W x 120D x 400H | - | LOCAL CONTROL STATION | 13 | 0 | 0 | 0 | 0 | 0 | 11400915.3205 | 2859249.1237 | 1398689.6721 | 15658854.1163 | 214.6758 | MP18 | 8 | 0.50072 | 1 | 4.0058 | 52.0752 | 6.5094 | 13 | G.01 | Active
| 1 | 1 | 3.3 | LOCAL CONTROL STATION (TYPE 2) - - 250W x 120D x 400H | - | LOCAL CONTROL STATION | 67 | 0 | 876993.4862 | 219942.2403 | 107591.5132 | 0 | 58758563.5751 | 14736130.0988 | 7208631.3867 | 80703325.0607 | 1106.4062 | MP18 | 8 | 0.50072 | 1 | 4.0058 | 268.3877 | 33.5485 | 67 | G.01 | Active
| 1 | 1 | 3.4 | LOCAL CONTROL STATION (TYPE 2-1) for Air Cooler Motor - - 250W x 120D x 400H | - | LOCAL CONTROL STATION | 0 | 0 | 0 | 0 | 0 | 0 | 0 | 0 | 0 | 0 | 0 | - | 0 | 0 | 0 | 0 | 0 | 0 | 0 | - | Inactive
| 1 | 1 | 3.5 | LOCAL CONTROL STATION (START/STOP - HOA - AMMETER) FOR NON-HAZARDOUS AREA - - 250W x 120D x 400H | - | LOCAL CONTROL STATION | 0 | 0 | 0 | 0 | 0 | 0 | 0 | 0 | 0 | 0 | 0 | - | 0 | 0 | 0 | 0 | 0 | 0 | 0 | - | Inactive
| 1 | 1 | 3.6 | EMERGENCY STOP PUSH BUTTON, FOR NON-HAZARDOUS AREA - - 250W x 120D x 400H | - | LOCAL CONTROL STATION | 24 | 0 | 0 | 0 | 0 | 0 | 21047843.6687 | 5278613.7667 | 2582196.3176 | 28908653.7531 | 396.3246 | MP18 | 8 | 0.50072 | 1 | 4.0058 | 96.1389 | 12.0174 | 24 | G.01 | Active
| 1 | 1 | 3.7 | LOCAL CONTROL STATION (TYPE 3) - - 250W x 120D x 400H | - | LOCAL CONTROL STATION | 0 | 0 | 0 | 0 | 0 | 0 | 0 | 0 | 0 | 0 | 0 | - | 0 | 0 | 0 | 0 | 0 | 0 | 0 | - | Inactive
| 0 | 1 | 3.8 | ISOLATING SWITCH (SAFETY SWITCH) | - | LOCAL CONTROL STATION | 0 | 0 | 0 | 0 | 0 | 0 | 0 | 0 | 0 | 0 | 0 | - | 0 | 0 | 0 | 0 | 0 | 0 | 6 | - | Active
| 1 | 2 | 3.8.1 | ISOLATING SWITCH, Explosion Proof - 2P,16A | - | LOCAL CONTROL STATION | 2 | 0 | 116674.1715 | 29260.9669 | 14313.9022 | 0 | 233348.343 | 58521.9338 | 28627.8043 | 320498.0811 | 4.3939 | MP18 | 8 | 0.50072 | 1 | 4.0058 | 8.0116 | 1.0014 | 2 | G.02 | Active
| 1 | 2 | 3.8.2 | ISOLATING SWITCH, Explosion Proof - 2P,25A | - | LOCAL CONTROL STATION | 0 | 0 | 0 | 0 | 0 | 0 | 0 | 0 | 0 | 0 | 0 | - | 0 | 0 | 0 | 0 | 0 | 0 | 0 | - | Inactive
| 1 | 2 | 3.8.3 | ISOLATING SWITCH, Explosion Proof - 2P,50A | - | LOCAL CONTROL STATION | 0 | 0 | 0 | 0 | 0 | 0 | 0 | 0 | 0 | 0 | 0 | - | 0 | 0 | 0 | 0 | 0 | 0 | 0 | - | Inactive
| 1 | 2 | 3.8.4 | ISOLATING SWITCH, Explosion Proof - 3P,16A | - | LOCAL CONTROL STATION | 0 | 0 | 0 | 0 | 0 | 0 | 0 | 0 | 0 | 0 | 0 | - | 0 | 0 | 0 | 0 | 0 | 0 | 0 | - | Inactive
| 1 | 2 | 3.8.5 | ISOLATING SWITCH, Explosion Proof - 3P,25A | - | LOCAL CONTROL STATION | 0 | 0 | 0 | 0 | 0 | 0 | 0 | 0 | 0 | 0 | 0 | - | 0 | 0 | 0 | 0 | 0 | 0 | 0 | - | Inactive
| 1 | 2 | 3.8.6 | ISOLATING SWITCH, Explosion Proof - 4P,16A | - | LOCAL CONTROL STATION | 0 | 0 | 0 | 0 | 0 | 0 | 0 | 0 | 0 | 0 | 0 | - | 0 | 0 | 0 | 0 | 0 | 0 | 0 | - | Inactive
| 1 | 2 | 3.8.7 | ISOLATING SWITCH, Explosion Proof - 4P,25A | - | LOCAL CONTROL STATION | 0 | 0 | 0 | 0 | 0 | 0 | 0 | 0 | 0 | 0 | 0 | - | 0 | 0 | 0 | 0 | 0 | 0 | 0 | - | Inactive
| 1 | 2 | 3.8.8 | ISOLATING SWITCH, Explosion Proof - 4P,50A | - | LOCAL CONTROL STATION | 0 | 0 | 0 | 0 | 0 | 0 | 0 | 0 | 0 | 0 | 0 | - | 0 | 0 | 0 | 0 | 0 | 0 | 0 | - | Inactive
| 1 | 2 | 3.8.9 | ISOLATING SWITCH, Explosion Proof - 4P,63A | - | LOCAL CONTROL STATION | 0 | 0 | 0 | 0 | 0 | 0 | 0 | 0 | 0 | 0 | 0 | - | 0 | 0 | 0 | 0 | 0 | 0 | 0 | - | Inactive
| 1 | 2 | 3.8.10 | ISOLATING SWITCH, Explosion Proof - 4P,100A | - | LOCAL CONTROL STATION | 0 | 0 | 0 | 0 | 0 | 0 | 0 | 0 | 0 | 0 | 0 | - | 0 | 0 | 0 | 0 | 0 | 0 | 0 | - | Inactive
| 1 | 2 | 3.8.11 | ISOLATING SWITCH, Explosion Proof - 4P,160A | - | LOCAL CONTROL STATION | 0 | 0 | 0 | 0 | 0 | 0 | 0 | 0 | 0 | 0 | 0 | - | 0 | 0 | 0 | 0 | 0 | 0 | 0 | - | Inactive
| 1 | 2 | 3.8.12 | ISOLATING SWITCH, Explosion Proof - 4P,200A | - | LOCAL CONTROL STATION | 0 | 0 | 0 | 0 | 0 | 0 | 0 | 0 | 0 | 0 | 0 | - | 0 | 0 | 0 | 0 | 0 | 0 | 0 | - | Inactive
| 1 | 2 | 3.8.13 | ISOLATING SWITCH, Explosion Proof - 4P,250A | - | LOCAL CONTROL STATION | 0 | 0 | 0 | 0 | 0 | 0 | 0 | 0 | 0 | 0 | 0 | - | 0 | 0 | 0 | 0 | 0 | 0 | 0 | - | Inactive
| 1 | 2 | 3.8.14 | ISOLATING SWITCH, Weather Proof - 2P,16A | - | LOCAL CONTROL STATION | 4 | 0 | 116674.1715 | 29260.9669 | 14313.9022 | 0 | 466696.6859 | 117043.8677 | 57255.6087 | 640996.1622 | 8.7878 | MP18 | 8 | 0.50072 | 1 | 4.0058 | 16.0231 | 2.0029 | 4 | G.02 | Active
| 1 | 2 | 3.8.15 | ISOLATING SWITCH, Weather Proof - 2P,25A | - | LOCAL CONTROL STATION | 0 | 0 | 0 | 0 | 0 | 0 | 0 | 0 | 0 | 0 | 0 | - | 0 | 0 | 0 | 0 | 0 | 0 | 0 | - | Inactive
| 1 | 2 | 3.8.16 | ISOLATING SWITCH, Weather Proof - 2P,32A | - | LOCAL CONTROL STATION | 0 | 0 | 0 | 0 | 0 | 0 | 0 | 0 | 0 | 0 | 0 | - | 0 | 0 | 0 | 0 | 0 | 0 | 0 | - | Inactive
| 1 | 2 | 3.8.17 | ISOLATING SWITCH, Weather Proof - 2P,40A | - | LOCAL CONTROL STATION | 0 | 0 | 0 | 0 | 0 | 0 | 0 | 0 | 0 | 0 | 0 | - | 0 | 0 | 0 | 0 | 0 | 0 | 0 | - | Inactive
| 1 | 2 | 3.8.18 | ISOLATING SWITCH, Weather Proof - 2P,50A | - | LOCAL CONTROL STATION | 0 | 0 | 0 | 0 | 0 | 0 | 0 | 0 | 0 | 0 | 0 | - | 0 | 0 | 0 | 0 | 0 | 0 | 0 | - | Inactive
| 1 | 2 | 3.8.19 | ISOLATING SWITCH, Weather Proof - 3P,16A | - | LOCAL CONTROL STATION | 0 | 0 | 0 | 0 | 0 | 0 | 0 | 0 | 0 | 0 | 0 | - | 0 | 0 | 0 | 0 | 0 | 0 | 0 | - | Inactive
| 1 | 2 | 3.8.20 | ISOLATING SWITCH, Weather Proof - 3P,25A | - | LOCAL CONTROL STATION | 0 | 0 | 0 | 0 | 0 | 0 | 0 | 0 | 0 | 0 | 0 | - | 0 | 0 | 0 | 0 | 0 | 0 | 0 | - | Inactive
| 1 | 2 | 3.8.21 | ISOLATING SWITCH, Weather Proof - 3P,32A | - | LOCAL CONTROL STATION | 0 | 0 | 0 | 0 | 0 | 0 | 0 | 0 | 0 | 0 | 0 | - | 0 | 0 | 0 | 0 | 0 | 0 | 0 | - | Inactive
| 1 | 2 | 3.8.22 | ISOLATING SWITCH, Weather Proof - 3P,125A | - | LOCAL CONTROL STATION | 0 | 0 | 0 | 0 | 0 | 0 | 0 | 0 | 0 | 0 | 0 | - | 0 | 0 | 0 | 0 | 0 | 0 | 0 | - | Inactive
| 1 | 2 | 3.8.23 | ISOLATING SWITCH, Weather Proof - 3P,160A | - | LOCAL CONTROL STATION | 0 | 0 | 0 | 0 | 0 | 0 | 0 | 0 | 0 | 0 | 0 | - | 0 | 0 | 0 | 0 | 0 | 0 | 0 | - | Inactive
| 1 | 2 | 3.8.24 | ISOLATING SWITCH, Weather Proof - 3P,250A | - | LOCAL CONTROL STATION | 0 | 0 | 0 | 0 | 0 | 0 | 0 | 0 | 0 | 0 | 0 | - | 0 | 0 | 0 | 0 | 0 | 0 | 0 | - | Inactive
| 1 | 2 | 3.8.25 | ISOLATING SWITCH, Weather Proof - 4P,16A | - | LOCAL CONTROL STATION | 0 | 0 | 0 | 0 | 0 | 0 | 0 | 0 | 0 | 0 | 0 | - | 0 | 0 | 0 | 0 | 0 | 0 | 0 | - | Inactive
| 1 | 2 | 3.8.26 | ISOLATING SWITCH, Weather Proof - 4P,25A | - | LOCAL CONTROL STATION | 0 | 0 | 0 | 0 | 0 | 0 | 0 | 0 | 0 | 0 | 0 | - | 0 | 0 | 0 | 0 | 0 | 0 | 0 | - | Inactive
| 1 | 2 | 3.8.27 | ISOLATING SWITCH, Weather Proof - 4P,32A | - | LOCAL CONTROL STATION | 0 | 0 | 0 | 0 | 0 | 0 | 0 | 0 | 0 | 0 | 0 | - | 0 | 0 | 0 | 0 | 0 | 0 | 0 | - | Inactive
| 1 | 2 | 3.8.28 | ISOLATING SWITCH, Weather Proof - 4P,40A | - | LOCAL CONTROL STATION | 0 | 0 | 0 | 0 | 0 | 0 | 0 | 0 | 0 | 0 | 0 | - | 0 | 0 | 0 | 0 | 0 | 0 | 0 | - | Inactive
| 1 | 2 | 3.8.29 | ISOLATING SWITCH, Weather Proof - 4P,50A | - | LOCAL CONTROL STATION | 0 | 0 | 0 | 0 | 0 | 0 | 0 | 0 | 0 | 0 | 0 | - | 0 | 0 | 0 | 0 | 0 | 0 | 0 | - | Inactive
| 1 | 2 | 3.8.30 | ISOLATING SWITCH, Weather Proof - 4P,63A | - | LOCAL CONTROL STATION | 0 | 0 | 0 | 0 | 0 | 0 | 0 | 0 | 0 | 0 | 0 | - | 0 | 0 | 0 | 0 | 0 | 0 | 0 | - | Inactive
| 1 | 2 | 3.8.31 | ISOLATING SWITCH, Weather Proof - 4P,100A | - | LOCAL CONTROL STATION | 0 | 0 | 0 | 0 | 0 | 0 | 0 | 0 | 0 | 0 | 0 | - | 0 | 0 | 0 | 0 | 0 | 0 | 0 | - | Inactive
| 1 | 2 | 3.8.32 | ISOLATING SWITCH, Weather Proof - 4P,125A | - | LOCAL CONTROL STATION | 0 | 0 | 0 | 0 | 0 | 0 | 0 | 0 | 0 | 0 | 0 | - | 0 | 0 | 0 | 0 | 0 | 0 | 0 | - | Inactive
| 1 | 2 | 3.8.33 | ISOLATING SWITCH, Weather Proof - 4P,160A | - | LOCAL CONTROL STATION | 0 | 0 | 0 | 0 | 0 | 0 | 0 | 0 | 0 | 0 | 0 | - | 0 | 0 | 0 | 0 | 0 | 0 | 0 | - | Inactive
| 1 | 2 | 3.8.34 | ISOLATING SWITCH, Weather Proof - 4P,200A | - | LOCAL CONTROL STATION | 0 | 0 | 0 | 0 | 0 | 0 | 0 | 0 | 0 | 0 | 0 | - | 0 | 0 | 0 | 0 | 0 | 0 | 0 | - | Inactive
| 1 | 2 | 3.8.35 | ISOLATING SWITCH, Weather Proof - 4P,250A | - | LOCAL CONTROL STATION | 0 | 0 | 0 | 0 | 0 | 0 | 0 | 0 | 0 | 0 | 0 | - | 0 | 0 | 0 | 0 | 0 | 0 | 0 | - | Inactive
| 0 | 1 | 3.9 | Power Junction Box for Cable Reduction | - | LOCAL CONTROL STATION | 0 | 0 | 0 | 0 | 0 | 0 | 0 | 0 | 0 | 0 | 0 | - | 0 | 0 | 0 | 0 | 0 | 0 | 9 | - | Active
| 1 | 2 | 3.9.1 | BusBar System, In-Cable Size 2x3C(95Sqmm) Entry(2xM50), Out-Cable Size 3C(70Sqmm) Entry(M40) | - | LOCAL CONTROL STATION | 0 | 0 | 0 | 0 | 0 | 0 | 0 | 0 | 0 | 0 | 0 | - | 0 | 0 | 0 | 0 | 0 | 0 | 0 | - | Inactive
| 1 | 2 | 3.9.2 | BusBar System, In-Cable Size 3C(95Sqmm) Entry(2xM50), Out-Cable Size 3C(95Sqmm) Entry(M50) | - | LOCAL CONTROL STATION | 2 | 0 | 243662.8925 | 61108.5386 | 29893.1216 | 0 | 487325.785 | 122217.0773 | 59786.2433 | 669329.1056 | 9.1762 | MP18 | 8 | 0.50072 | 1 | 4.0058 | 8.0116 | 1.0014 | 2 | G.03 | Active
| 1 | 2 | 3.9.3 | BusBar System, In-Cable Size 2x3C(95Sqmm) Entry(2xM50), Out-Cable Size 3C(95Sqmm) Entry(M50) | - | LOCAL CONTROL STATION | 0 | 0 | 0 | 0 | 0 | 0 | 0 | 0 | 0 | 0 | 0 | - | 0 | 0 | 0 | 0 | 0 | 0 | 0 | - | Inactive
| 1 | 2 | 3.9.4 | In-Cable Size 3C(70Sqmm) Entry(M40),Out-Cable Size 3C(16Sqmm) Entry(M25) | - | LOCAL CONTROL STATION | 0 | 0 | 0 | 0 | 0 | 0 | 0 | 0 | 0 | 0 | 0 | - | 0 | 0 | 0 | 0 | 0 | 0 | 0 | - | Inactive
| 1 | 2 | 3.9.5 | BusBar System, In-Cable Size 2x3C(120Sqmm) Entry(2xM50), Out-Cable Size 3C(120Sqmm) Entry(M50) | - | LOCAL CONTROL STATION | 0 | 0 | 0 | 0 | 0 | 0 | 0 | 0 | 0 | 0 | 0 | - | 0 | 0 | 0 | 0 | 0 | 0 | 0 | - | Inactive
| 1 | 2 | 3.9.6 | BusBar System, In-Cable Size 3x3C(120Sqmm) Entry(3xM50), Out-Cable Size 3C(120Sqmm) Entry(M50) | - | LOCAL CONTROL STATION | 5 | 0 | 324883.5262 | 81478.0515 | 39857.4955 | 0 | 1624417.6312 | 407390.2576 | 199287.4777 | 2231095.3664 | 30.5873 | MP18 | 8 | 0.50072 | 1 | 4.0058 | 20.0289 | 2.5036 | 5 | G.03 | Active
| 1 | 2 | 3.9.7 | BusBar System, In-Cable Size 4x3C(120Sqmm) Entry(4xM50), Out-Cable Size 3C(120Sqmm) Entry(M50) | - | LOCAL CONTROL STATION | 0 | 0 | 0 | 0 | 0 | 0 | 0 | 0 | 0 | 0 | 0 | - | 0 | 0 | 0 | 0 | 0 | 0 | 0 | - | Inactive
| 1 | 2 | 3.9.8 | BusBar System, In-Cable Size 3C(120Sqmm) Entry(M50), Out-Cable Size 3C(120Sqmm) Entry(M50) | - | LOCAL CONTROL STATION | 0 | 0 | 0 | 0 | 0 | 0 | 0 | 0 | 0 | 0 | 0 | - | 0 | 0 | 0 | 0 | 0 | 0 | 0 | - | Inactive
| 1 | 2 | 3.9.9 | BusBar System, In-Cable Size 3x3C(150Sqmm) Entry(3xM63), Out-Cable Size 3C(150Sqmm) Entry(M63) | - | LOCAL CONTROL STATION | 0 | 0 | 0 | 0 | 0 | 0 | 0 | 0 | 0 | 0 | 0 | - | 0 | 0 | 0 | 0 | 0 | 0 | 0 | - | Inactive
| 1 | 2 | 3.9.10 | BusBar System, In-Cable Size 3C(185Sqmm) Entry(M63), Out-Cable Size 3C(35Sqmm) Entry(M32) | - | LOCAL CONTROL STATION | 0 | 0 | 0 | 0 | 0 | 0 | 0 | 0 | 0 | 0 | 0 | - | 0 | 0 | 0 | 0 | 0 | 0 | 0 | - | Inactive
| 1 | 2 | 3.9.11 | BusBar System, In-Cable Size 2x3C(185Sqmm) Entry(2xM63), Out-Cable Size 3C(185Sqmm) Entry(M63) | - | LOCAL CONTROL STATION | 0 | 0 | 0 | 0 | 0 | 0 | 0 | 0 | 0 | 0 | 0 | - | 0 | 0 | 0 | 0 | 0 | 0 | 0 | - | Inactive
| 1 | 2 | 3.9.12 | BusBar System, In-Cable Size 3C(240Sqmm) Entry(M63), Out-Cable Size 3C(95Sqmm) Entry(M50) | - | LOCAL CONTROL STATION | 0 | 0 | 0 | 0 | 0 | 0 | 0 | 0 | 0 | 0 | 0 | - | 0 | 0 | 0 | 0 | 0 | 0 | 0 | - | Inactive
| 1 | 2 | 3.9.13 | BusBar System, In-Cable Size 3C(150Sqmm) Entry(M63), Out-Cable Size 3C(150Sqmm) Entry(M63) | - | LOCAL CONTROL STATION | 0 | 0 | 0 | 0 | 0 | 0 | 0 | 0 | 0 | 0 | 0 | - | 0 | 0 | 0 | 0 | 0 | 0 | 0 | - | Inactive
| 1 | 2 | 3.9.14 | BusBar System, In-Cable Size 2x3C(120Sqmm) Entry(2xM50), Out-Cable Size 3C(240Sqmm) Entry(M63) | - | LOCAL CONTROL STATION | 0 | 0 | 0 | 0 | 0 | 0 | 0 | 0 | 0 | 0 | 0 | - | 0 | 0 | 0 | 0 | 0 | 0 | 0 | - | Inactive
| 1 | 2 | 3.9.15 | BusBar System, In-Cable Size 3x3C(150Sqmm) Entry(3xM63), Out-Cable Size 3C(150Sqmm) Entry(M63) | - | LOCAL CONTROL STATION | 0 | 0 | 0 | 0 | 0 | 0 | 0 | 0 | 0 | 0 | 0 | - | 0 | 0 | 0 | 0 | 0 | 0 | 0 | - | Inactive
| 1 | 2 | 3.9.16 | In-Cable Size 3C(95Sqmm) Entry(M50), Out-Cable Size 3C(70Sqmm) Entry(M40) | - | LOCAL CONTROL STATION | 0 | 0 | 0 | 0 | 0 | 0 | 0 | 0 | 0 | 0 | 0 | - | 0 | 0 | 0 | 0 | 0 | 0 | 0 | - | Inactive
| 1 | 2 | 3.9.17 | BusBar System, In-Cable Size 4x3C(240Sqmm) Entry(4xM63), Out-Cable Size 3C(240Sqmm) Entry(M63) | - | LOCAL CONTROL STATION | 0 | 0 | 0 | 0 | 0 | 0 | 0 | 0 | 0 | 0 | 0 | - | 0 | 0 | 0 | 0 | 0 | 0 | 0 | - | Inactive
| 1 | 2 | 3.9.18 | BusBar System, In-Cable Size 3x3C(240Sqmm) Entry(3xM63), Out-Cable Size 3C(240Sqmm) Entry(M63) | - | LOCAL CONTROL STATION | 0 | 0 | 0 | 0 | 0 | 0 | 0 | 0 | 0 | 0 | 0 | - | 0 | 0 | 0 | 0 | 0 | 0 | 0 | - | Inactive
| 1 | 2 | 3.9.19 | BusBar System, In-Cable Size 3C(150Sqmm) Entry(M63), Out-Cable Size 3C(95Sqmm) Entry(M50) | - | LOCAL CONTROL STATION | 0 | 0 | 0 | 0 | 0 | 0 | 0 | 0 | 0 | 0 | 0 | - | 0 | 0 | 0 | 0 | 0 | 0 | 0 | - | Inactive
| 1 | 2 | 3.9.20 | BusBar System, In-Cable Size 3x3C(120Sqmm) Entry(M50), Out-Cable Size 3C(120Sqmm) Entry(M50) | - | LOCAL CONTROL STATION | 0 | 0 | 0 | 0 | 0 | 0 | 0 | 0 | 0 | 0 | 0 | - | 0 | 0 | 0 | 0 | 0 | 0 | 0 | - | Inactive
| 1 | 2 | 3.9.21 | BusBar System, In-Cable Size 3C(240Sqmm) Entry(M75), Out-Cable Size 3C(240Sqmm) Entry(M75) 3C(95Sqmm) Entry(M50) | - | LOCAL CONTROL STATION | 0 | 0 | 0 | 0 | 0 | 0 | 0 | 0 | 0 | 0 | 0 | - | 0 | 0 | 0 | 0 | 0 | 0 | 0 | - | Inactive
| 1 | 2 | 3.9.22 | BusBar System, In-Cable Size 3C(240Sqmm) Entry(M75), Out-Cable Size 3C(50Sqmm) Entry(M40) 3C(70Sqmm) Entry(M40) | - | LOCAL CONTROL STATION | 0 | 0 | 0 | 0 | 0 | 0 | 0 | 0 | 0 | 0 | 0 | - | 0 | 0 | 0 | 0 | 0 | 0 | 0 | - | Inactive
| 1 | 2 | 3.9.23 | BusBar System, In-Cable Size 2x3C(150Sqmm) Entry(2XM63), Out-Cable Size 3X3C(150Sqmm) Entry(3XM63) | - | LOCAL CONTROL STATION | 0 | 0 | 0 | 0 | 0 | 0 | 0 | 0 | 0 | 0 | 0 | - | 0 | 0 | 0 | 0 | 0 | 0 | 0 | - | Inactive
| 1 | 2 | 3.9.24 | BusBar System, In-Cable Size 2x3C(95Sqmm) Entry(2xM50), Out-Cable Size 3C(70Sqmm) Entry(M40) | - | LOCAL CONTROL STATION | 0 | 0 | 0 | 0 | 0 | 0 | 0 | 0 | 0 | 0 | 0 | - | 0 | 0 | 0 | 0 | 0 | 0 | 0 | - | Inactive
| 1 | 2 | 3.9.25 | BusBar System,In-Cable Size 3x3C185Sqmm Entry(3x63), Out-Cable Size 3Cx185SQ Entry(M63) | - | LOCAL CONTROL STATION | 0 | 0 | 0 | 0 | 0 | 0 | 0 | 0 | 0 | 0 | 0 | - | 0 | 0 | 0 | 0 | 0 | 0 | 0 | - | Inactive
| 1 | 2 | 3.9.26 | BusBar System, In-Cable Size 3x3C(120Sqmm) Entry(3xM50), Out-Cable Size 3C(95Sqmm) Entry(1xM40a) (Type-1) | - | LOCAL CONTROL STATION | 0 | 0 | 0 | 0 | 0 | 0 | 0 | 0 | 0 | 0 | 0 | - | 0 | 0 | 0 | 0 | 0 | 0 | 0 | - | Inactive
| 1 | 2 | 3.9.27 | BusBar System,In-Cable Size 2x3C(150Sqmm) Entry(2XM63), Out-Cable Size 3C(95Sqmm),3C(50sqmm) Entry(M50a, M40a) | - | LOCAL CONTROL STATION | 0 | 0 | 0 | 0 | 0 | 0 | 0 | 0 | 0 | 0 | 0 | - | 0 | 0 | 0 | 0 | 0 | 0 | 0 | - | Inactive
| 1 | 2 | 3.9.28 | BusBar System,In-Cable Size 3C(185Sqmm) Entry(M63),Out-Cable Size 3C(185Sqmm)Entry(M63) | - | LOCAL CONTROL STATION | 2 | 0 | 204986.3059 | 51408.7706 | 25148.1817 | 0 | 409972.6117 | 102817.5412 | 50296.3634 | 563086.5163 | 7.7197 | MP18 | 8 | 0.50072 | 1 | 4.0058 | 8.0116 | 1.0014 | 2 | G.03 | Active
| 1 | 2 | 3.9.29 | BusBar System,In-Cable Size 3C(185Sqmm)Entry(M63), Out-Cable Size 3C(70Sqmm),3C(50sqmm) Entry(M40, M40a) | - | LOCAL CONTROL STATION | 0 | 0 | 0 | 0 | 0 | 0 | 0 | 0 | 0 | 0 | 0 | - | 0 | 0 | 0 | 0 | 0 | 0 | 0 | - | Inactive
| 1 | 2 | 3.9.30 | BusBar System, In-Cable Size 2x3C(70Sqmm) Entry(2xM40), Out-Cable Size 3C(70Sqmm) Entry(M40) (Type-5) | - | LOCAL CONTROL STATION | 0 | 0 | 0 | 0 | 0 | 0 | 0 | 0 | 0 | 0 | 0 | - | 0 | 0 | 0 | 0 | 0 | 0 | 0 | - | Inactive
| 1 | 2 | 3.9.31 | BusBar System, In-Cable Size 3C(240Sqmm) Entry(M75), Out-Cable Size 3C(16Sqmm) Entry(M25) (Type-6) | - | LOCAL CONTROL STATION | 0 | 0 | 0 | 0 | 0 | 0 | 0 | 0 | 0 | 0 | 0 | - | 0 | 0 | 0 | 0 | 0 | 0 | 0 | - | Inactive
| 1 | 2 | 3.9.32 | BusBar System, In-Cable Size 3x3C(240Sqmm) Entry(3xM63), Out-Cable Size 2x3C(95Sqmm) Entry(2xM50) | - | LOCAL CONTROL STATION | 0 | 0 | 0 | 0 | 0 | 0 | 0 | 0 | 0 | 0 | 0 | - | 0 | 0 | 0 | 0 | 0 | 0 | 0 | - | Inactive
| 1 | 2 | 3.9.33 | BusBar System, In-Cable Size 2x3C(95Sqmm) Entry(2xM50), Out-Cable Size 3C(70Sqmm) Entry(M40) | - | LOCAL CONTROL STATION | 0 | 0 | 0 | 0 | 0 | 0 | 0 | 0 | 0 | 0 | 0 | - | 0 | 0 | 0 | 0 | 0 | 0 | 0 | - | Inactive
| 1 | 2 | 3.9.34 | In-Cable Size 3C(95Sqmm) Entry(M50),Out-Cable Size 3C(25Sqmm) Entry(M32) | - | LOCAL CONTROL STATION | 0 | 0 | 0 | 0 | 0 | 0 | 0 | 0 | 0 | 0 | 0 | - | 0 | 0 | 0 | 0 | 0 | 0 | 0 | - | Inactive
| 1 | 2 | 3.9.35 | In-Cable Size 3C(35Sqmm) Entry(M32),Out-Cable Size 3C(16Sqmm) Entry(M25) | - | LOCAL CONTROL STATION | 0 | 0 | 0 | 0 | 0 | 0 | 0 | 0 | 0 | 0 | 0 | - | 0 | 0 | 0 | 0 | 0 | 0 | 0 | - | Inactive
| 1 | 2 | 3.9.36 | BusBar System, In-Cable Size 2x3C(95Sqmm) Entry(2xM50), Out-Cable Size 3C(35Sqmm) Entry(M32) | - | LOCAL CONTROL STATION | 0 | 0 | 0 | 0 | 0 | 0 | 0 | 0 | 0 | 0 | 0 | - | 0 | 0 | 0 | 0 | 0 | 0 | 0 | - | Inactive
| 1 | 2 | 3.9.37 | BusBar System, In-Cable Size 2x3C(95Sqmm) Entry(2xM50), Out-Cable Size 3C(95Sqmm) Entry(M50) | - | LOCAL CONTROL STATION | 0 | 0 | 0 | 0 | 0 | 0 | 0 | 0 | 0 | 0 | 0 | - | 0 | 0 | 0 | 0 | 0 | 0 | 0 | - | Inactive
| 1 | 2 | 3.9.38 | BusBar System, In-Cable Size 13x3C(240Sqmm) Entry(13xM63),Out-Cable Size 6x3C(240Sqmm) Entry(6xM63) | - | LOCAL CONTROL STATION | 0 | 0 | 0 | 0 | 0 | 0 | 0 | 0 | 0 | 0 | 0 | - | 0 | 0 | 0 | 0 | 0 | 0 | 0 | - | Inactive
| 1 | 2 | 3.9.39 | BusBar System, In-Cable Size 3C(240Sqmm) Entry(M75), Out-Cable Size 3C(95Sqmm) Entry(M50) | - | LOCAL CONTROL STATION | 0 | 0 | 0 | 0 | 0 | 0 | 0 | 0 | 0 | 0 | 0 | - | 0 | 0 | 0 | 0 | 0 | 0 | 0 | - | Inactive
| 1 | 2 | 3.9.40 | In-Cable Size 3C(95Sqmm) Entry(M50), Out-Cable Size 3C(35Sqmm) Entry(M32) | - | LOCAL CONTROL STATION | 0 | 0 | 0 | 0 | 0 | 0 | 0 | 0 | 0 | 0 | 0 | - | 0 | 0 | 0 | 0 | 0 | 0 | 0 | - | Inactive
| 1 | 2 | 3.9.41 | BusBar System, In-Cable Size 3C(120Sqmm) Entry(M50), Out-Cable Size 3C(50Sqmm) Entry(M40) | - | LOCAL CONTROL STATION | 0 | 0 | 0 | 0 | 0 | 0 | 0 | 0 | 0 | 0 | 0 | - | 0 | 0 | 0 | 0 | 0 | 0 | 0 | - | Inactive
| 1 | 2 | 3.9.42 | 'BusBar System, In-Cable Size 2x3C(120Sqmm) Entry(2xM50), Out-Cable Size 3C(70Sqmm) Entry(M40) | - | LOCAL CONTROL STATION | 0 | 0 | 0 | 0 | 0 | 0 | 0 | 0 | 0 | 0 | 0 | - | 0 | 0 | 0 | 0 | 0 | 0 | 0 | - | Inactive
| 1 | 2 | 3.9.43 | BusBar System, In-Cable Size 3x3C(185Sqmm) Entry(3xM63), Out-Cable Size 3C(95Sqmm) Entry(M50) | - | LOCAL CONTROL STATION | 0 | 0 | 0 | 0 | 0 | 0 | 0 | 0 | 0 | 0 | 0 | - | 0 | 0 | 0 | 0 | 0 | 0 | 0 | - | Inactive
| 1 | 2 | 3.9.44 | BusBar System, In-Cable Size 2x3C(120Sqmm) Entry(2xM50), Out-Cable Size 3C(50Sqmm) Entry(M40) | - | LOCAL CONTROL STATION | 0 | 0 | 0 | 0 | 0 | 0 | 0 | 0 | 0 | 0 | 0 | - | 0 | 0 | 0 | 0 | 0 | 0 | 0 | - | Inactive
| 1 | 2 | 3.9.45 | BusBar System, In-Cable Size 2x3C(95Sqmm+E) Entry(2xM50), Out-Cable Size 3C(70Sqmm+E) Entry(M40) | - | LOCAL CONTROL STATION | 0 | 0 | 0 | 0 | 0 | 0 | 0 | 0 | 0 | 0 | 0 | - | 0 | 0 | 0 | 0 | 0 | 0 | 0 | - | Inactive
| 1 | 2 | 3.9.46 | BusBar System, In-Cable Size 2x3C(95Sqmm+E) Entry(2xM50), Out-Cable Size 3C(95Sqmm+E) Entry(M50) | - | LOCAL CONTROL STATION | 0 | 0 | 0 | 0 | 0 | 0 | 0 | 0 | 0 | 0 | 0 | - | 0 | 0 | 0 | 0 | 0 | 0 | 0 | - | Inactive
| 1 | 2 | 3.9.47 | In-Cable Size 3C(70Sqmm+E) Entry(M40),Out-Cable Size 3C(16Sqmm+E) Entry(M25) | - | LOCAL CONTROL STATION | 0 | 0 | 0 | 0 | 0 | 0 | 0 | 0 | 0 | 0 | 0 | - | 0 | 0 | 0 | 0 | 0 | 0 | 0 | - | Inactive
| 1 | 2 | 3.9.48 | BusBar System, In-Cable Size 3x3C(150Sqmm) Entry(3xM63), Out-Cable Size 3C(95Sqmm) Entry(M50) | - | LOCAL CONTROL STATION | 0 | 0 | 0 | 0 | 0 | 0 | 0 | 0 | 0 | 0 | 0 | - | 0 | 0 | 0 | 0 | 0 | 0 | 0 | - | Inactive
| 1 | 2 | 3.9.49 | BusBar System, In-Cable Size 3x3C(185Sqmm) Entry(3xM63), Out-Cable Size 3C(185Sqmm) Entry(M63) | - | LOCAL CONTROL STATION | 0 | 0 | 0 | 0 | 0 | 0 | 0 | 0 | 0 | 0 | 0 | - | 0 | 0 | 0 | 0 | 0 | 0 | 0 | - | Inactive
| 0 | 0 | 4 | Power Distribution Panel | - | LIGHTING WORKS | 0 | 0 | 0 | 0 | 0 | 0 | 0 | 0 | 0 | 0 | 0 | - | 0 | 0 | 0 | 0 | 0 | 0 | 22 | - | Active
| 0 | 1 | 4.1 | Lighting and Power Distribution Panel (Indoor) | - | LIGHTING WORKS | 0 | 0 | 0 | 0 | 0 | 0 | 0 | 0 | 0 | 0 | 0 | - | 0 | 0 | 0 | 0 | 0 | 0 | 12 | - | Active
| 0 | 2 | 4.1.1 | Main Normal/Emergency Lighting Distribution Panel (40ºC, IP42) | - | LIGHTING WORKS | 0 | 0 | 0 | 0 | 0 | 0 | 0 | 0 | 0 | 0 | 0 | - | 0 | 0 | 0 | 0 | 0 | 0 | 2 | - | Active
| 1 | 3 | 4.1.1.1 | MDP-10 CKT (Incoming MCCB 4P 500AF / 500AT x 2EA, Outgoing 4P MCCB 63AT 12CKT) - - 1700(W) x 600(D) x 2000(H), 250kg | - | LIGHTING WORKS | 2 | 0 | 1827472.6853 | 458314.0398 | 224198.4124 | 0 | 3654945.3707 | 916628.0797 | 448396.8247 | 5019970.2751 | 68.8215 | MP02 | 6 | 4.0007 | 1 | 24.0041 | 48.0081 | 8.0014 | 2 | H.01 | Active
| 0 | 2 | 4.1.2 | Main Small Power Distribution Panel (40ºC, IP42) | - | LIGHTING WORKS | 0 | 0 | 0 | 0 | 0 | 0 | 0 | 0 | 0 | 0 | 0 | - | 0 | 0 | 0 | 0 | 0 | 0 | 1 | - | Active
| 1 | 3 | 4.1.2.1 | MDP-10 CKT (Incoming MCCB 4P 500AF / 500AT x 2EA, Outgoing 4P MCCB 63AT 12CKT) - - 1700(W) x 600(D) x 2000(H), 250kg | - | LIGHTING WORKS | 1 | 0 | 1827472.6853 | 458314.0398 | 224198.4124 | 0 | 1827472.6853 | 458314.0398 | 224198.4124 | 2509985.1375 | 34.4108 | MP02 | 6 | 4.0007 | 1 | 24.0041 | 24.0041 | 4.0007 | 1 | H.01 | Active
| 0 | 2 | 4.1.3 | Lighting and Power Distribution Panel (40ºC, IP42) | - | LIGHTING WORKS | 0 | 0 | 0 | 0 | 0 | 0 | 0 | 0 | 0 | 0 | 0 | - | 0 | 0 | 0 | 0 | 0 | 0 | 9 | - | Active
| 1 | 3 | 4.1.3.1 | LP-6 CKT (Incoming MCCB 4P 100AF/63AT, Outgoing 2P 300mA ELCB 20AT 6CKT ) - - 600(W) x 300(D) x 1000(H), HOLD kg | - | LIGHTING WORKS | 0 | 0 | 0 | 0 | 0 | 0 | 0 | 0 | 0 | 0 | 0 | - | 0 | 0 | 0 | 0 | 0 | 0 | 0 | - | Inactive
| 1 | 3 | 4.1.3.2 | LP-12 CKT (Incoming MCCB 4P 100AF/63AT, Outgoing 2P 300mA ELCB 20AT 12CKT) - - 600(W) x 300(D) x 1000(H), HOLD kg | - | LIGHTING WORKS | 1 | 0 | 0 | 0 | 0 | 0 | 974651.5701 | 244434.1546 | 119572.4866 | 1338658.2113 | 18.3524 | MP02 | 6 | 4.0007 | 1 | 24.0041 | 24.0041 | 4.0007 | 1 | H.02 | Active
| 1 | 3 | 4.1.3.3 | LP-18 CKT (Incoming : MCCB 4P 100AF/63AT, Outgoing : 2P 300mA ELCB 20AT 18 CKT) - - 800(W) x 300(D) x 1000(H), HOLD kg | - | LIGHTING WORKS | 2 | 0 | 1299536.0877 | 325912.2061 | 159429.9821 | 0 | 2599072.1755 | 651824.4122 | 318859.9643 | 3569756.5519 | 48.9398 | MP02 | 6 | 4.0007 | 1 | 24.0041 | 48.0081 | 8.0014 | 2 | H.02 | Active
| 1 | 3 | 4.1.3.4 | LP-24 CKT (Incoming MCCB 4P 100AF/63AT, Outgoing 2P 300mA ELCB 20AT 24CKT) - - 1000(W) x 300(D) x 1000(H), HOLD kg | - | LIGHTING WORKS | 0 | 0 | 0 | 0 | 0 | 0 | 0 | 0 | 0 | 0 | 0 | - | 0 | 0 | 0 | 0 | 0 | 0 | 0 | - | Inactive
| 1 | 3 | 4.1.3.5 | ELP-6 CKT (Incoming MCCB 4P 100AF/63AT, Outgoing 2P 300mA ELCB 20AT 6CKT) - - 600(W) x 300(D) x 1000(H), HOLD kg | - | LIGHTING WORKS | 0 | 0 | 0 | 0 | 0 | 0 | 0 | 0 | 0 | 0 | 0 | - | 0 | 0 | 0 | 0 | 0 | 0 | 0 | - | Inactive
| 1 | 3 | 4.1.3.6 | ELP-12 CKT (Incoming MCCB 4P 100AF/63AT, Outgoing 2P 300mA ELCB 20AT 12CKT) - - 600(W) x 300(D) x 1000(H), HOLD kg | - | LIGHTING WORKS | 3 | 0 | 974651.5701 | 244434.1546 | 119572.4866 | 0 | 2923954.7103 | 733302.4637 | 358717.4598 | 4015974.6338 | 55.0572 | MP02 | 6 | 4.0007 | 1 | 24.0041 | 72.0122 | 12.002 | 3 | H.02 | Active
| 1 | 3 | 4.1.3.7 | ELP-18 CKT (Incoming : MCCB 4P 100AF/63AT, Outgoing : 2P 300mA ELCB 20AT 18 CKT) - - 800(W) x 300(D) x 1000(H), HOLD kg | - | LIGHTING WORKS | 0 | 0 | 0 | 0 | 0 | 0 | 0 | 0 | 0 | 0 | 0 | - | 0 | 0 | 0 | 0 | 0 | 0 | 0 | - | Inactive
| 1 | 3 | 4.1.3.8 | ELP-24 CKT (Incoming MCCB 4P 100AF/63AT, Outgoing 2P 300mA ELCB 20AT 24CKT) - - 1000(W) x 300(D) x 1000(H), HOLD kg | - | LIGHTING WORKS | 0 | 0 | 0 | 0 | 0 | 0 | 0 | 0 | 0 | 0 | 0 | - | 0 | 0 | 0 | 0 | 0 | 0 | 0 | - | Inactive
| 1 | 3 | 4.1.3.9 | PP-6 CKT (Incoming MCCB 4P 100AF/63AT, Outgoing 2P 30mA, 30ms ELCB 20AT 6CKT) - - 600(W) x 300(D) x 1000(H), HOLD kg | - | LIGHTING WORKS | 0 | 0 | 0 | 0 | 0 | 0 | 0 | 0 | 0 | 0 | 0 | - | 0 | 0 | 0 | 0 | 0 | 0 | 0 | - | Inactive
| 1 | 3 | 4.1.3.10 | PP-12 CKT (Incoming MCCB 4P 100AF/63AT, Outgoing 2P 30mA, 30ms ELCB 20AT 12CKT) - - 600(W) x 300(D) x 1000(H), HOLD kg | - | LIGHTING WORKS | 0 | 0 | 0 | 0 | 0 | 0 | 0 | 0 | 0 | 0 | 0 | - | 0 | 0 | 0 | 0 | 0 | 0 | 0 | - | Inactive
| 1 | 3 | 4.1.3.11 | PP-18 CKT (Incoming MCCB 4P 100AF/63AT, Outgoing 2P 30mA, 30ms ELCB 20AT 18CKT) - - 800(W) x 300(D) x 1000(H), HOLD kg | - | LIGHTING WORKS | 0 | 0 | 0 | 0 | 0 | 0 | 0 | 0 | 0 | 0 | 0 | - | 0 | 0 | 0 | 0 | 0 | 0 | 0 | - | Inactive
| 1 | 3 | 4.1.3.12 | PP-24 CKT (Incoming MCCB 4P 100AF/63AT, Outgoing 2P 30mA, 30ms ELCB 20AT 24CKT) - - 1000(W) x 300(D) x 1000(H), HOLD kg | - | LIGHTING WORKS | 2 | 0 | 1624420.6054 | 407390.2576 | 199287.4777 | 0 | 3248841.2107 | 814780.5153 | 398574.9553 | 4462196.6813 | 61.1747 | MP02 | 6 | 4.0007 | 1 | 24.0041 | 48.0081 | 8.0014 | 2 | H.03 | Active
| 1 | 3 | 4.1.3.13 | UPS Distribution Panel (40ºC, IP42) - - 1000(W) x 300(D) x 1000(H), HOLD kg | - | LIGHTING WORKS | 1 | 0 | 0 | 0 | 0 | 0 | 1624420.6054 | 407390.2576 | 199287.4777 | 2231098.3406 | 30.5873 | MP02 | 6 | 4.0007 | 1 | 24.0041 | 24.0041 | 4.0007 | 1 | H.04 | Active
| 0 | 1 | 4.2 | Small Power & Lighting Distribution Panels (Outdoor) | - | LIGHTING WORKS | 0 | 0 | 0 | 0 | 0 | 0 | 0 | 0 | 0 | 0 | 0 | - | 0 | 0 | 0 | 0 | 0 | 0 | 10 | - | Active
| 0 | 2 | 4.2.1 | Small Power & Lighting Distribution Panels | - | LIGHTING WORKS | 0 | 0 | 0 | 0 | 0 | 0 | 0 | 0 | 0 | 0 | 0 | - | 0 | 0 | 0 | 0 | 0 | 0 | 6 | - | Active
| 1 | 3 | 4.2.1.1 | LP-12CKT (Incoming MCCB 4P 100AF/63AT, Outgoing 2P MCB 32AT 12CKT ) - - 600(W) x 300(D) x 1400(H), 180 kg | - | LIGHTING WORKS | 0 | 0 | 0 | 0 | 0 | 0 | 0 | 0 | 0 | 0 | 0 | - | 0 | 0 | 0 | 0 | 0 | 0 | 0 | - | Inactive
| 1 | 3 | 4.2.1.2 | LP-18 CKT (Incoming MCCB 4P 100AF/63AT, Outgoing 2P MCB 32AT 18CKT) - - 800(W) x 300(D) x 1400(H), 210 kg | - | LIGHTING WORKS | 2 | 0 | 1535464.0595 | 385080.7911 | 188374.1158 | 0 | 3070928.119 | 770161.5823 | 376748.2316 | 4217837.9328 | 57.8246 | MP02 | 6 | 4.0007 | 1 | 24.0041 | 48.0081 | 8.0014 | 2 | H.02 | Active
| 1 | 3 | 4.2.1.3 | LP-24 CKT (Incoming MCCB 4P 100AF/63AT, Outgoing 2P MCB 32AT 24CKT) - - 1000(W) x 300(D) x 1000(H), 250 kg | - | LIGHTING WORKS | 0 | 0 | 0 | 0 | 0 | 0 | 0 | 0 | 0 | 0 | 0 | - | 0 | 0 | 0 | 0 | 0 | 0 | 0 | - | Inactive
| 1 | 3 | 4.2.1.4 | ELP-12 CKT (Incoming MCCB 4P 100AF/63AT, Outgoing 2P MCB 32AT 12CKT) - - 600(W) x 300(D) x 1000(H), 180 kg | - | LIGHTING WORKS | 2 | 0 | 1315973.5379 | 330034.6075 | 161446.5816 | 0 | 2631947.0758 | 660069.215 | 322893.1632 | 3614909.4541 | 49.5588 | MP02 | 6 | 4.0007 | 1 | 24.0041 | 48.0081 | 8.0014 | 2 | H.02 | Active
| 1 | 3 | 4.2.1.5 | ELP-18 CKT (Incoming MCCB 4P 100AF/63AT, Outgoing 2P MCB 32AT 18CKT) - - 800(W) x 300(D) x 1400(H), 210 kg | - | LIGHTING WORKS | 0 | 0 | 0 | 0 | 0 | 0 | 0 | 0 | 0 | 0 | 0 | - | 0 | 0 | 0 | 0 | 0 | 0 | 0 | - | Inactive
| 1 | 3 | 4.2.1.6 | ELP-24 CKT (Incoming MCCB 4P 100AF/63AT, Outgoing 2P MCB 32AT 24CKT) - - 1000(W) x 300(D) x 1000(H), 250 kg | - | LIGHTING WORKS | 0 | 0 | 0 | 0 | 0 | 0 | 0 | 0 | 0 | 0 | 0 | - | 0 | 0 | 0 | 0 | 0 | 0 | 0 | - | Inactive
| 1 | 3 | 4.2.1.7 | PP-18 CKT (Incoming MCCB 4P 100AF/63AT, Outgoing 2P 30mA, 30ms MCB+RCD 32AT 18CKT) - - 800(W) x 300(D) x 1400(H), 210 kg | - | LIGHTING WORKS | 0 | 0 | 0 | 0 | 0 | 0 | 0 | 0 | 0 | 0 | 0 | - | 0 | 0 | 0 | 0 | 0 | 0 | 0 | - | Inactive
| 1 | 3 | 4.2.1.8 | PP-24 CKT (Incoming MCCB 4P 100AF/63AT, Outgoing 2P 30mA, 30ms MCB+RCD 32AT 24CKT) - - 1000(W) x 300(D) x 1000(H), 250 kg | - | LIGHTING WORKS | 2 | 0 | 1827472.6853 | 458314.0398 | 224198.4124 | 0 | 3654945.3707 | 916628.0797 | 448396.8247 | 5019970.2751 | 68.8215 | MP02 | 6 | 4.0007 | 1 | 24.0041 | 48.0081 | 8.0014 | 2 | H.03 | Active
| 0 | 2 | 4.2.2 | MOV Power Distribution Panel | - | LIGHTING WORKS | 0 | 0 | 0 | 0 | 0 | 0 | 0 | 0 | 0 | 0 | 0 | - | 0 | 0 | 0 | 0 | 0 | 0 | 1 | - | Active
| 1 | 3 | 4.2.2.1 | MOV power Panel, 4 CKT (Incoming MCCB 4P 150AF/100AT, Outgoing 3P MCCB 25AT 4CKT ) - 2CKT/2CKT(spare) - - 600(W) x 300(D) x 1400(H), 180 kg | - | LIGHTING WORKS | 1 | 0 | 1315973.5379 | 330034.6075 | 161446.5816 | 0 | 1315973.5379 | 330034.6075 | 161446.5816 | 1807454.727 | 24.7794 | MP02 | 6 | 4.0007 | 1 | 24.0041 | 24.0041 | 4.0007 | 1 | H.05 | Active
| 1 | 3 | 4.2.2.2 | MOV power Panel, 6 CKT (Incoming MCCB 4P 150AF/100AT, Outgoing 3P MCCB 25AT 4CKT ) - 4CKT/2CKT(spare) - - 600(W) x 300(D) x 1400(H), 180 kg | - | LIGHTING WORKS | 0 | 0 | 0 | 0 | 0 | 0 | 0 | 0 | 0 | 0 | 0 | - | 0 | 0 | 0 | 0 | 0 | 0 | 0 | - | Inactive
| 1 | 3 | 4.2.2.3 | MOV power Panel, 8 CKT (Incoming MCCB 4P 250AF/150AT, Outgoing 3P MCCB 32AT 4CKT ) - 6CKT/2CKT(spare) - - 600(W) x 300(D) x 1400(H), 180 kg | - | LIGHTING WORKS | 0 | 0 | 0 | 0 | 0 | 0 | 0 | 0 | 0 | 0 | 0 | - | 0 | 0 | 0 | 0 | 0 | 0 | 0 | - | Inactive
| 1 | 3 | 4.2.2.4 | MOV power Panel, 20 CKT (Incoming MCCB 4P 250AF/250AT, Outgoing 3P MCCB 25AT 4CKT ) - 16CKT/4CKT(spare) - - 1000(W) x 300(D) x 1000(H), 250 kg | - | LIGHTING WORKS | 0 | 0 | 0 | 0 | 0 | 0 | 0 | 0 | 0 | 0 | 0 | - | 0 | 0 | 0 | 0 | 0 | 0 | 0 | - | Inactive
| 1 | 2 | 4.2.3 | Marshalling Cabinet (40ºC, IP42) - - 1000(W) x 300(D) x 1000(H), 250 kg | - | LIGHTING WORKS | 3 | 0 | 1827472.6853 | 458314.0398 | 224198.4124 | 0 | 5482418.056 | 1374942.1195 | 672595.2371 | 7529955.4126 | 103.2323 | MP02 | 6 | 4.0007 | 1 | 24.0041 | 72.0122 | 12.002 | 3 | H.06 | Active
| 1 | 2 | 4.2.4 | Unit Control Panel (Supplied By STG/GTG/EDG vendor) | - | LIGHTING WORKS | 0 | 0 | 0 | 0 | 0 | 0 | 0 | 0 | 0 | 0 | 0 | - | 0 | 0 | 0 | 0 | 0 | 0 | 0 | - | Inactive
| 1 | 2 | 4.2.5 | Local LV Distribution Panel/380V Switchgear (Supplied By STG/GTG/Boiler vendor) | - | LIGHTING WORKS | 0 | 0 | 0 | 0 | 0 | 0 | 0 | 0 | 0 | 0 | 0 | - | 0 | 0 | 0 | 0 | 0 | 0 | 0 | - | Inactive
| 1 | 2 | 4.2.6 | LIGHTING / SOCKET OUTLET PANEL (OUTDOOR) | - | LIGHTING WORKS | 0 | 0 | 0 | 0 | 0 | 0 | 0 | 0 | 0 | 0 | 0 | - | 0 | 0 | 0 | 0 | 0 | 0 | 0 | - | Inactive
| 0 | 0 | 5 | Lighting System | - | LIGHTING WORKS | 0 | 0 | 0 | 0 | 0 | 0 | 0 | 0 | 0 | 0 | 0 | - | 0 | 0 | 0 | 0 | 0 | 0 | 1984 | - | Active
| 0 | 1 | 5.1 | LIGHTING FIXTURES (INDOOR LIGHTING) | - | LIGHTING WORKS | 0 | 0 | 0 | 0 | 0 | 0 | 0 | 0 | 0 | 0 | 0 | - | 0 | 0 | 0 | 0 | 0 | 0 | 173 | - | Active
| 0 | 2 | 5.1.1 | LED lighting fixture (SWGR ROOM) (Normal/Essential) | - | LIGHTING WORKS | 0 | 0 | 0 | 0 | 0 | 0 | 0 | 0 | 0 | 0 | 0 | - | 0 | 0 | 0 | 0 | 0 | 0 | 24 | - | Active
| 1 | 3 | 5.1.1.1 | LED lighting fixture 46W Indoor - Raceway Mounting Type | - | LIGHTING WORKS | 22 | 0 | 406105.1513 | 101847.5644 | 49821.8694 | 0 | 8934313.3295 | 2240646.417 | 1096081.1271 | 12271040.8736 | 168.2304 | MP19 | 7 | 0.50077 | 1 | 3.5054 | 77.1185 | 11.0169 | 22 | I.01.01 | Active
| 1 | 3 | 5.1.1.2 | LED lighting fixture 46W Indoor - Pendant Mounting Type | - | LIGHTING WORKS | 2 | 0 | 406105.1513 | 101847.5644 | 49821.8694 | 0 | 812210.3027 | 203695.1288 | 99643.7388 | 1115549.1703 | 15.2937 | MP19 | 7 | 0.50077 | 1 | 3.5054 | 7.0108 | 1.0015 | 2 | I.01.01 | Active
| 1 | 3 | 5.1.1.3 | LED lighting fixture 46W Indoor - Bracket(Wall) Mounting Type | - | LIGHTING WORKS | 0 | 0 | 0 | 0 | 0 | 0 | 0 | 0 | 0 | 0 | 0 | - | 0 | 0 | 0 | 0 | 0 | 0 | 0 | - | Inactive
| 1 | 3 | 5.1.1.4 | LED lighting fixture 46W Indoor - Ceiling Mounting Type | - | LIGHTING WORKS | 0 | 0 | 0 | 0 | 0 | 0 | 0 | 0 | 0 | 0 | 0 | - | 0 | 0 | 0 | 0 | 0 | 0 | 0 | - | Inactive
| 0 | 2 | 5.1.2 | LED Lighting Fixture (SWGR ROOM) (Escape) | - | LIGHTING WORKS | 0 | 0 | 0 | 0 | 0 | 0 | 0 | 0 | 0 | 0 | 0 | - | 0 | 0 | 0 | 0 | 0 | 0 | 4 | - | Active
| 1 | 3 | 5.1.2.1 | LED lighting fixture 46W Explosion proof - Raceway Mounting Type | - | LIGHTING WORKS | 3 | 0 | 406105.1513 | 101847.5644 | 49821.8694 | 0 | 1218315.454 | 305542.6932 | 149465.6082 | 1673323.7555 | 22.9405 | MP19 | 7 | 0.50077 | 1 | 3.5054 | 10.5162 | 1.5023 | 3 | I.01.01 | Active
| 1 | 3 | 5.1.2.2 | LED lighting fixture 46W Explosion proof - Pendant Mounting Type | - | LIGHTING WORKS | 1 | 0 | 406105.1513 | 101847.5644 | 49821.8694 | 0 | 406105.1513 | 101847.5644 | 49821.8694 | 557774.5852 | 7.6468 | MP19 | 7 | 0.50077 | 1 | 3.5054 | 3.5054 | 0.50077 | 1 | I.01.01 | Active
| 1 | 3 | 5.1.2.3 | LED lighting fixture 46W Explosion proof - Bracket(Wall) Mounting Type | - | LIGHTING WORKS | 0 | 0 | 0 | 0 | 0 | 0 | 0 | 0 | 0 | 0 | 0 | - | 0 | 0 | 0 | 0 | 0 | 0 | 0 | - | Inactive
| 1 | 3 | 5.1.2.4 | LED lighting fixture 46W Explosion proof - Ceiling Mounting Type | - | LIGHTING WORKS | 0 | 0 | 0 | 0 | 0 | 0 | 0 | 0 | 0 | 0 | 0 | - | 0 | 0 | 0 | 0 | 0 | 0 | 0 | - | Inactive
| 0 | 2 | 5.1.3 | LED Lighting Fixture (Battery Room) (Normal/Essential) | - | LIGHTING WORKS | 0 | 0 | 0 | 0 | 0 | 0 | 0 | 0 | 0 | 0 | 0 | - | 0 | 0 | 0 | 0 | 0 | 0 | 9 | - | Active
| 1 | 3 | 5.1.3.1 | LED lighting fixture 46W Explosion proof - Raceway Mounting Type | - | LIGHTING WORKS | 9 | 0 | 406105.1513 | 101847.5644 | 49821.8694 | 0 | 3654946.3621 | 916628.0797 | 448396.8247 | 5019971.2665 | 68.8215 | MP19 | 7 | 0.50077 | 1 | 3.5054 | 31.5485 | 4.5069 | 9 | I.01.01 | Active
| 1 | 3 | 5.1.3.2 | LED lighting fixture 46W Explosion proof - Pendant Mounting Type | - | LIGHTING WORKS | 0 | 0 | 0 | 0 | 0 | 0 | 0 | 0 | 0 | 0 | 0 | - | 0 | 0 | 0 | 0 | 0 | 0 | 0 | - | Inactive
| 0 | 2 | 5.1.4 | LED Lighting Fixture (Battery Room) (Escape) | - | LIGHTING WORKS | 0 | 0 | 0 | 0 | 0 | 0 | 0 | 0 | 0 | 0 | 0 | - | 0 | 0 | 0 | 0 | 0 | 0 | 1 | - | Active
| 1 | 3 | 5.1.4.1 | LED lighting fixture 46W Explosion proof - Raceway Mounting Type | - | LIGHTING WORKS | 1 | 0 | 406105.1513 | 101847.5644 | 49821.8694 | 0 | 406105.1513 | 101847.5644 | 49821.8694 | 557774.5852 | 7.6468 | MP19 | 7 | 0.50077 | 1 | 3.5054 | 3.5054 | 0.50077 | 1 | I.01.01 | Active
| 1 | 3 | 5.1.4.2 | LED lighting fixture 46W Explosion proof - Pendant Mounting Type | - | LIGHTING WORKS | 0 | 0 | 0 | 0 | 0 | 0 | 0 | 0 | 0 | 0 | 0 | - | 0 | 0 | 0 | 0 | 0 | 0 | 0 | - | Inactive
| 0 | 2 | 5.1.5 | LED Lighting Fixture (Roof & Cellar & Cylinder) (Normal/Essential) | - | LIGHTING WORKS | 0 | 0 | 0 | 0 | 0 | 0 | 0 | 0 | 0 | 0 | 0 | - | 0 | 0 | 0 | 0 | 0 | 0 | 28 | - | Active
| 1 | 3 | 5.1.5.1 | LED lighting fixture 46W Weather proof - Pendant Mounting Type | - | LIGHTING WORKS | 0 | 0 | 0 | 0 | 0 | 0 | 0 | 0 | 0 | 0 | 0 | - | 0 | 0 | 0 | 0 | 0 | 0 | 0 | - | Inactive
| 1 | 3 | 5.1.5.2 | LED lighting fixture 46W Weather proof - Bracket(Wall) Mounting Type | - | LIGHTING WORKS | 10 | 0 | 406105.1513 | 101847.5644 | 49821.8694 | 0 | 4061051.5134 | 1018475.6441 | 498218.6941 | 5577745.8516 | 76.4684 | MP19 | 7 | 0.50077 | 1 | 3.5054 | 35.0539 | 5.0077 | 10 | I.01.01 | Active
| 1 | 3 | 5.1.5.3 | LED lighting fixture 46W Weather proof - Ceiling Mounting Type | - | LIGHTING WORKS | 14 | 0 | 406105.1513 | 101847.5644 | 49821.8694 | 0 | 5685472.1188 | 1425865.9017 | 697506.1718 | 7808844.1923 | 107.0557 | MP19 | 7 | 0.50077 | 1 | 3.5054 | 49.0754 | 7.0108 | 14 | I.01.01 | Active
| 1 | 3 | 5.1.5.4 | LED lighting fixture 46W Weather proof - Pole Stanchion Mounting Type | - | LIGHTING WORKS | 4 | 0 | 584662.6546 | 146628.1602 | 71727.6755 | 0 | 2338650.6184 | 586512.6407 | 286910.702 | 3212073.9611 | 44.0361 | MP19 | 7 | 0.50077 | 1 | 3.5054 | 14.0215 | 2.0031 | 4 | I.01.02 | Active
| 0 | 2 | 5.1.6 | LED Lighting Fixture (Roof & Cellar & Cylinder) (Escape) | - | LIGHTING WORKS | 0 | 0 | 0 | 0 | 0 | 0 | 0 | 0 | 0 | 0 | 0 | - | 0 | 0 | 0 | 0 | 0 | 0 | 5 | - | Active
| 1 | 3 | 5.1.6.1 | LED lighting fixture 46W Explosion proof - Pendant Mounting Type | - | LIGHTING WORKS | 0 | 0 | 0 | 0 | 0 | 0 | 0 | 0 | 0 | 0 | 0 | - | 0 | 0 | 0 | 0 | 0 | 0 | 0 | - | Inactive
| 1 | 3 | 5.1.6.2 | LED lighting fixture 46W Explosion proof - Bracket(Wall) Mounting Type | - | LIGHTING WORKS | 2 | 0 | 406105.1513 | 101847.5644 | 49821.8694 | 0 | 812210.3027 | 203695.1288 | 99643.7388 | 1115549.1703 | 15.2937 | MP19 | 7 | 0.50077 | 1 | 3.5054 | 7.0108 | 1.0015 | 2 | I.01.01 | Active
| 1 | 3 | 5.1.6.3 | LED lighting fixture 46W Explosion proof - Ceiling Mounting Type | - | LIGHTING WORKS | 2 | 0 | 406105.1513 | 101847.5644 | 49821.8694 | 0 | 812210.3027 | 203695.1288 | 99643.7388 | 1115549.1703 | 15.2937 | MP19 | 7 | 0.50077 | 1 | 3.5054 | 7.0108 | 1.0015 | 2 | I.01.01 | Active
| 1 | 3 | 5.1.6.4 | LED lighting fixture 46W Explosion proof - Pole Stanchion Mounting Type | - | LIGHTING WORKS | 1 | 0 | 584662.6546 | 146628.1602 | 71727.6755 | 0 | 584662.6546 | 146628.1602 | 71727.6755 | 803018.4903 | 11.009 | MP19 | 7 | 0.50077 | 1 | 3.5054 | 3.5054 | 0.50077 | 1 | I.01.02 | Active
| 0 | 2 | 5.1.7 | LED Lighting Fixture (For Building) (Normal/Essential) | - | LIGHTING WORKS | 0 | 0 | 0 | 0 | 0 | 0 | 0 | 0 | 0 | 0 | 0 | - | 0 | 0 | 0 | 0 | 0 | 0 | 0 | - | Inactive
| 1 | 3 | 5.1.7.1 | LED lighting fixture 5W Indoor - Celling, Flushed Mounting Type | - | LIGHTING WORKS | 0 | 0 | 0 | 0 | 0 | 0 | 0 | 0 | 0 | 0 | 0 | - | 0 | 0 | 0 | 0 | 0 | 0 | 0 | - | Inactive
| 1 | 3 | 5.1.7.2 | LED lighting fixture 5W Indoor - Pendant Mounting Type | - | LIGHTING WORKS | 0 | 0 | 0 | 0 | 0 | 0 | 0 | 0 | 0 | 0 | 0 | - | 0 | 0 | 0 | 0 | 0 | 0 | 0 | - | Inactive
| 0 | 2 | 5.1.8 | LED Lighting Fixture (For Building) (Escape) | - | LIGHTING WORKS | 0 | 0 | 0 | 0 | 0 | 0 | 0 | 0 | 0 | 0 | 0 | - | 0 | 0 | 0 | 0 | 0 | 0 | 0 | - | Inactive
| 1 | 3 | 5.1.8.1 | LED lighting fixture 5W Explosion proof - Celling, Flushed Mounting Type | - | LIGHTING WORKS | 0 | 0 | 0 | 0 | 0 | 0 | 0 | 0 | 0 | 0 | 0 | - | 0 | 0 | 0 | 0 | 0 | 0 | 0 | - | Inactive
| 1 | 3 | 5.1.8.2 | LED lighting fixture 5W Explosion proof - Pendant Mounting Type | - | LIGHTING WORKS | 0 | 0 | 0 | 0 | 0 | 0 | 0 | 0 | 0 | 0 | 0 | - | 0 | 0 | 0 | 0 | 0 | 0 | 0 | - | Inactive
| 0 | 2 | 5.1.9 | LED Lighting Fixture (For Building, Down Light) (Normal/Essential) | - | LIGHTING WORKS | 0 | 0 | 0 | 0 | 0 | 0 | 0 | 0 | 0 | 0 | 0 | - | 0 | 0 | 0 | 0 | 0 | 0 | 0 | - | Inactive
| 1 | 3 | 5.1.9.1 | LED lighting fixture 28W Indoor - Celling, Flushed Mounting Type | - | LIGHTING WORKS | 0 | 0 | 0 | 0 | 0 | 0 | 0 | 0 | 0 | 0 | 0 | - | 0 | 0 | 0 | 0 | 0 | 0 | 0 | - | Inactive
| 0 | 2 | 5.1.10 | LED Lighting Fixture (For Building, Down Light) (Escape) | - | LIGHTING WORKS | 0 | 0 | 0 | 0 | 0 | 0 | 0 | 0 | 0 | 0 | 0 | - | 0 | 0 | 0 | 0 | 0 | 0 | 0 | - | Inactive
| 1 | 3 | 5.1.10.1 | LED lighting fixture 28W Indoor - Celling, Flushed Mounting Type | - | LIGHTING WORKS | 0 | 0 | 0 | 0 | 0 | 0 | 0 | 0 | 0 | 0 | 0 | - | 0 | 0 | 0 | 0 | 0 | 0 | 0 | - | Inactive
| 1 | 3 | 5.1.10.2 | LED lighting fixture 28W Indoor - Ceiling Mounting Type | - | LIGHTING WORKS | 0 | 0 | 0 | 0 | 0 | 0 | 0 | 0 | 0 | 0 | 0 | - | 0 | 0 | 0 | 0 | 0 | 0 | 0 | - | Inactive
| 0 | 2 | 5.1.11 | LED Lighting Fixture (For Canopy) (Escape) | - | LIGHTING WORKS | 0 | 0 | 0 | 0 | 0 | 0 | 0 | 0 | 0 | 0 | 0 | - | 0 | 0 | 0 | 0 | 0 | 0 | 5 | - | Active
| 1 | 3 | 5.1.11.1 | LED lighting fixture 15W Explosion proof - Pendant Mounting Type | - | LIGHTING WORKS | 0 | 0 | 0 | 0 | 0 | 0 | 0 | 0 | 0 | 0 | 0 | - | 0 | 0 | 0 | 0 | 0 | 0 | 0 | - | Inactive
| 1 | 3 | 5.1.11.2 | LED lighting fixture 15W Explosion proof - Wall Surface Mounting Type | - | LIGHTING WORKS | 5 | 0 | 519556.2739 | 130300.2173 | 63740.3599 | 0 | 2597781.3697 | 651501.0866 | 318701.7996 | 3567984.2558 | 48.9155 | MP19 | 7 | 0.50077 | 1 | 3.5054 | 17.5269 | 2.5038 | 5 | I.01.01 | Active
| 0 | 2 | 5.1.12 | Exit Sign Lighting Fixture (for door) (Escape) | - | LIGHTING WORKS | 0 | 0 | 0 | 0 | 0 | 0 | 0 | 0 | 0 | 0 | 0 | - | 0 | 0 | 0 | 0 | 0 | 0 | 3 | - | Active
| 1 | 3 | 5.1.12.1 | LED, Exit Sign Lighting Fixture 8W Explosion proof - Flush Mounting Type | - | LIGHTING WORKS | 0 | 0 | 0 | 0 | 0 | 0 | 0 | 0 | 0 | 0 | 0 | - | 0 | 0 | 0 | 0 | 0 | 0 | 0 | - | Inactive
| 1 | 3 | 5.1.12.2 | LED, Exit Sign Lighting Fixture 8W Explosion proof - Wall Surface Mounting Type | - | LIGHTING WORKS | 3 | 0 | 519556.2739 | 130300.2173 | 63740.3599 | 0 | 1558668.8218 | 390900.652 | 191221.0798 | 2140790.5535 | 29.3493 | MP19 | 7 | 0.50077 | 1 | 3.5054 | 10.5162 | 1.5023 | 3 | I.01.01 | Active
| 1 | 3 | 5.1.12.3 | LED, Exit Sign Lighting Fixture 8W Explosion proof - Pendant Mounting Type | - | LIGHTING WORKS | 0 | 0 | 0 | 0 | 0 | 0 | 0 | 0 | 0 | 0 | 0 | - | 0 | 0 | 0 | 0 | 0 | 0 | 0 | - | Inactive
| 0 | 2 | 5.1.13 | Exit Sign Lighting Fixture (for Battery Room) (Escape) | - | LIGHTING WORKS | 0 | 0 | 0 | 0 | 0 | 0 | 0 | 0 | 0 | 0 | 0 | - | 0 | 0 | 0 | 0 | 0 | 0 | 1 | - | Active
| 1 | 3 | 5.1.13.1 | LED, Exit Sign Lighting Fixture 8W Explosion proof - Wall Surface Mounting Type | - | LIGHTING WORKS | 1 | 0 | 519556.2739 | 130300.2173 | 63740.3599 | 0 | 519556.2739 | 130300.2173 | 63740.3599 | 713596.8512 | 9.7831 | MP19 | 7 | 0.50077 | 1 | 3.5054 | 3.5054 | 0.50077 | 1 | I.01.01 | Active
| 0 | 2 | 5.1.14 | Exit Sign Lighting Fixture (for stair& aisle way) (Escape) | - | LIGHTING WORKS | 0 | 0 | 0 | 0 | 0 | 0 | 0 | 0 | 0 | 0 | 0 | - | 0 | 0 | 0 | 0 | 0 | 0 | 0 | - | Inactive
| 1 | 3 | 5.1.14.1 | LED, Exit Sign Lighting Fixture 8W Explosion proof - Wall Surface Mounting Type | - | LIGHTING WORKS | 0 | 0 | 0 | 0 | 0 | 0 | 0 | 0 | 0 | 0 | 0 | - | 0 | 0 | 0 | 0 | 0 | 0 | 0 | - | Inactive
| 0 | 2 | 5.1.15 | Flood Lighting Fixture (for builing outside) | - | LIGHTING WORKS | 0 | 0 | 0 | 0 | 0 | 0 | 0 | 0 | 0 | 0 | 0 | - | 0 | 0 | 0 | 0 | 0 | 0 | 7 | - | Active
| 1 | 3 | 5.1.15.1 | LED, Exit Sign Lighting Fixture 125W Weather proof - Wall Surface Mounting Type | - | LIGHTING WORKS | 7 | 0 | 519556.2739 | 130300.2173 | 63740.3599 | 0 | 3636893.9175 | 912101.5213 | 446182.5194 | 4995177.9582 | 68.4817 | MP19 | 7 | 0.50077 | 1 | 3.5054 | 24.5377 | 3.5054 | 7 | I.01.01 | Active
| 0 | 2 | 5.1.16 | Tumbler Switch | - | LIGHTING WORKS | 0 | 0 | 0 | 0 | 0 | 0 | 0 | 0 | 0 | 0 | 0 | - | 0 | 0 | 0 | 0 | 0 | 0 | 9 | - | Active
| 0 | 3 | 5.1.16.1 | 1) For Non hazardous area | - | LIGHTING WORKS | 0 | 0 | 0 | 0 | 0 | 0 | 0 | 0 | 0 | 0 | 0 | - | 0 | 0 | 0 | 0 | 0 | 0 | 8 | - | Active
| 1 | 4 | 5.1.16.1.1 | Switch for Indoor - 1 Gang 1Way (Flush MTD) | - | LIGHTING WORKS | 0 | 0 | 0 | 0 | 0 | 0 | 0 | 0 | 0 | 0 | 0 | - | 0 | 0 | 0 | 0 | 0 | 0 | 0 | - | Inactive
| 1 | 4 | 5.1.16.1.2 | Switch for Indoor - 2 Gang 1Way (Flush MTD) | - | LIGHTING WORKS | 0 | 0 | 0 | 0 | 0 | 0 | 0 | 0 | 0 | 0 | 0 | - | 0 | 0 | 0 | 0 | 0 | 0 | 0 | - | Inactive
| 1 | 4 | 5.1.16.1.3 | Switch for Indoor - 1 Gang 2Way (Flush MTD) | - | LIGHTING WORKS | 0 | 0 | 0 | 0 | 0 | 0 | 0 | 0 | 0 | 0 | 0 | - | 0 | 0 | 0 | 0 | 0 | 0 | 0 | - | Inactive
| 1 | 4 | 5.1.16.1.4 | Switch for Indoor - 2 Gang 2Way (Flush MTD) | - | LIGHTING WORKS | 0 | 0 | 0 | 0 | 0 | 0 | 0 | 0 | 0 | 0 | 0 | - | 0 | 0 | 0 | 0 | 0 | 0 | 0 | - | Inactive
| 1 | 4 | 5.1.16.1.5 | Switch for Indoor - 2 Gang 4Way (Surface MTD) | - | LIGHTING WORKS | 0 | 0 | 0 | 0 | 0 | 0 | 0 | 0 | 0 | 0 | 0 | - | 0 | 0 | 0 | 0 | 0 | 0 | 0 | - | Inactive
| 1 | 4 | 5.1.16.1.6 | Switch for Indoor - 1 Gang 1Way (Surface MTD) | - | LIGHTING WORKS | 4 | 0 | 243662.8925 | 61108.5386 | 29893.1216 | 0 | 974651.5701 | 244434.1546 | 119572.4866 | 1338658.2113 | 18.3524 | MP19 | 7 | 0.15094 | 1 | 1.0566 | 4.2263 | 0.60376 | 4 | I.03.01 | Active
| 1 | 4 | 5.1.16.1.7 | Switch for Indoor - 2 Gang 1Way (Surface MTD) | - | LIGHTING WORKS | 0 | 0 | 0 | 0 | 0 | 0 | 0 | 0 | 0 | 0 | 0 | - | 0 | 0 | 0 | 0 | 0 | 0 | 0 | - | Inactive
| 1 | 4 | 5.1.16.1.8 | Switch for Indoor - 1 Gang 2Way (Surface MTD) | - | LIGHTING WORKS | 0 | 0 | 0 | 0 | 0 | 0 | 0 | 0 | 0 | 0 | 0 | - | 0 | 0 | 0 | 0 | 0 | 0 | 0 | - | Inactive
| 1 | 4 | 5.1.16.1.9 | Switch for Indoor - 2 Gang 2Way (Surface MTD) | - | LIGHTING WORKS | 4 | 0 | 275893.3814 | 69191.6787 | 33847.2383 | 0 | 1103573.5256 | 276766.7147 | 135388.9531 | 1515729.1934 | 20.78 | MP19 | 7 | 0.15094 | 1 | 1.0566 | 4.2263 | 0.60376 | 4 | I.03.01 | Active
| 1 | 4 | 5.1.16.1.10 | Switch for Indoor - 2 Gang 4Way (Surface MTD) | - | LIGHTING WORKS | 0 | 0 | 0 | 0 | 0 | 0 | 0 | 0 | 0 | 0 | 0 | - | 0 | 0 | 0 | 0 | 0 | 0 | 0 | - | Inactive
| 0 | 3 | 5.1.16.2 | 2) For Battery room | - | LIGHTING WORKS | 0 | 0 | 0 | 0 | 0 | 0 | 0 | 0 | 0 | 0 | 0 | - | 0 | 0 | 0 | 0 | 0 | 0 | 1 | - | Active
| 1 | 4 | 5.1.16.2.1 | Switch for Explosion proof - 1 Gang 1Way (Flush MTD) | - | LIGHTING WORKS | 0 | 0 | 0 | 0 | 0 | 0 | 0 | 0 | 0 | 0 | 0 | - | 0 | 0 | 0 | 0 | 0 | 0 | 0 | - | Inactive
| 1 | 4 | 5.1.16.2.2 | Switch for Explosion proof - 2 Gang 1Way (Flush MTD) | - | LIGHTING WORKS | 0 | 0 | 0 | 0 | 0 | 0 | 0 | 0 | 0 | 0 | 0 | - | 0 | 0 | 0 | 0 | 0 | 0 | 0 | - | Inactive
| 1 | 4 | 5.1.16.2.3 | Switch for Explosion proof - 2 Gang 1Way (Surface MTD) | - | LIGHTING WORKS | 1 | 0 | 275893.3814 | 69191.6787 | 33847.2383 | 0 | 275893.3814 | 69191.6787 | 33847.2383 | 378932.2984 | 5.195 | MP19 | 7 | 0.15094 | 1 | 1.0566 | 1.0566 | 0.15094 | 1 | I.03.01 | Active
| 0 | 2 | 5.1.17 | Convenience Switched Socket Outlet | - | LIGHTING WORKS | 0 | 0 | 0 | 0 | 0 | 0 | 0 | 0 | 0 | 0 | 0 | - | 0 | 0 | 0 | 0 | 0 | 0 | 15 | - | Active
| 0 | 3 | 5.1.17.1 | 1) For Non hazardous area | - | LIGHTING WORKS | 0 | 0 | 0 | 0 | 0 | 0 | 0 | 0 | 0 | 0 | 0 | - | 0 | 0 | 0 | 0 | 0 | 0 | 14 | - | Active
| 1 | 4 | 5.1.17.1.1 | Convenience Switch for Explosion proof - Flush MTD | - | LIGHTING WORKS | 0 | 0 | 0 | 0 | 0 | 0 | 0 | 0 | 0 | 0 | 0 | - | 0 | 0 | 0 | 0 | 0 | 0 | 0 | - | Inactive
| 1 | 4 | 5.1.17.1.2 | Convenience Switch for Explosion proof - Surface MTD | - | LIGHTING WORKS | 14 | 0 | 324883.5262 | 81478.0515 | 39857.4955 | 0 | 4548369.3672 | 1140692.7214 | 558004.9374 | 6247067.026 | 85.6446 | MP19 | 7 | 0.15094 | 1 | 1.0566 | 14.7921 | 2.1132 | 14 | I.03.03 | Active
| 0 | 3 | 5.1.17.2 | 2) For Battery room | - | LIGHTING WORKS | 0 | 0 | 0 | 0 | 0 | 0 | 0 | 0 | 0 | 0 | 0 | - | 0 | 0 | 0 | 0 | 0 | 0 | 1 | - | Active
| 1 | 4 | 5.1.17.2.1 | Convenience Switch for Indoor - Flush MTD | - | LIGHTING WORKS | 0 | 0 | 0 | 0 | 0 | 0 | 0 | 0 | 0 | 0 | 0 | - | 0 | 0 | 0 | 0 | 0 | 0 | 0 | - | Inactive
| 1 | 4 | 5.1.17.2.2 | Convenience Switch for Indoor - Surface MTD | - | LIGHTING WORKS | 1 | 0 | 324883.5262 | 81478.0515 | 39857.4955 | 0 | 324883.5262 | 81478.0515 | 39857.4955 | 446219.0733 | 6.1175 | MP19 | 7 | 0.15094 | 1 | 1.0566 | 1.0566 | 0.15094 | 1 | I.03.03 | Active
| 0 | 2 | 5.1.18 | System Box | - | LIGHTING WORKS | 0 | 0 | 0 | 0 | 0 | 0 | 0 | 0 | 0 | 0 | 0 | - | 0 | 0 | 0 | 0 | 0 | 0 | 0 | - | Inactive
| 1 | 3 | 5.1.18.1 | System box for Indoor - Flush MTD | - | LIGHTING WORKS | 0 | 0 | 0 | 0 | 0 | 0 | 0 | 0 | 0 | 0 | 0 | - | 0 | 0 | 0 | 0 | 0 | 0 | 0 | - | Inactive
| 0 | 2 | 5.1.19 | Junction Box, Square Type (General Type) - 4Way | - | LIGHTING WORKS | 0 | 0 | 0 | 0 | 0 | 0 | 0 | 0 | 0 | 0 | 0 | - | 0 | 0 | 0 | 0 | 0 | 0 | 40 | - | Active
| 1 | 3 | 5.1.19.1 | Junction Box - Flush mounted type with Steel Sheet Enclosure, Embedded | - | LIGHTING WORKS | 0 | 0 | 0 | 0 | 0 | 0 | 0 | 0 | 0 | 0 | 0 | - | 0 | 0 | 0 | 0 | 0 | 0 | 0 | - | Inactive
| 1 | 3 | 5.1.19.2 | Junction Box - Surface mounting type with GRP Enclosure, Exposed | - | LIGHTING WORKS | 30 | 0 | 438335.6402 | 109930.7044 | 53775.986 | 0 | 13150069.2067 | 3297921.1332 | 1613279.581 | 18061269.9209 | 247.6118 | MP19 | 7 | 0.15094 | 1 | 1.0566 | 31.6974 | 4.5282 | 30 | I.03.02 | Active
| 1 | 3 | 5.1.19.3 | Junction Box - Surface mounting type with GRP Enclosure, Exposed (5 Way) | - | LIGHTING WORKS | 5 | 0 | 438335.6402 | 109930.7044 | 53775.986 | 0 | 2191678.2011 | 549653.5222 | 268879.9302 | 3010211.6535 | 41.2686 | MP19 | 7 | 0.15094 | 1 | 1.0566 | 5.2829 | 0.7547 | 5 | I.03.02 | Active
| 1 | 3 | 5.1.19.4 | Junction Box - Surface mounting type with GRP Enclosure, Exposed but ZONE 2, Ex de or Ex d, IIC, T3, IECEx 02 | - | LIGHTING WORKS | 5 | 0 | 438335.6402 | 109930.7044 | 53775.986 | 0 | 2191678.2011 | 549653.5222 | 268879.9302 | 3010211.6535 | 41.2686 | MP19 | 7 | 0.15094 | 1 | 1.0566 | 5.2829 | 0.7547 | 5 | I.03.02 | Active
| 1 | 2 | 5.1.20 | Square Box for Indoor used, Non Hazardous area, - - 102 mm (L) x 102 mm (H) x 54 mm (d) | - | LIGHTING WORKS | 22 | 0 | 7090.5093 | 1778.2908 | 869.9057 | 0 | 155991.204 | 39122.3978 | 19137.9244 | 214251.5262 | 2.9374 | MP19 | 7 | 0.15094 | 1 | 1.0566 | 23.2447 | 3.3207 | 22 | I.03.02 | Active
| 1 | 2 | 5.1.21 | Ergonominc & Dimming system | - | LIGHTING WORKS | 0 | 0 | 0 | 0 | 0 | 0 | 0 | 0 | 0 | 0 | 0 | - | 0 | 0 | 0 | 0 | 0 | 0 | 0 | - | Inactive
| 0 | 2 | 5.1.22 | Dimmer Switch (TBA) | - | LIGHTING WORKS | 0 | 0 | 0 | 0 | 0 | 0 | 0 | 0 | 0 | 0 | 0 | - | 0 | 0 | 0 | 0 | 0 | 0 | 0 | - | Inactive
| 1 | 3 | 5.1.22.1 | Dimmer Switch - 220V, 50Hz, 20A, 1 Gang | - | LIGHTING WORKS | 0 | 0 | 0 | 0 | 0 | 0 | 0 | 0 | 0 | 0 | 0 | - | 0 | 0 | 0 | 0 | 0 | 0 | 0 | - | Inactive
| 1 | 3 | 5.1.22.2 | Dimmer Switch - 220V, 50Hz, 20A, 2 Gang | - | LIGHTING WORKS | 0 | 0 | 0 | 0 | 0 | 0 | 0 | 0 | 0 | 0 | 0 | - | 0 | 0 | 0 | 0 | 0 | 0 | 0 | - | Inactive
| 1 | 2 | 5.1.23 | Control Panel for Ergonomic | - | LIGHTING WORKS | 0 | 0 | 0 | 0 | 0 | 0 | 0 | 0 | 0 | 0 | 0 | - | 0 | 0 | 0 | 0 | 0 | 0 | 0 | - | Inactive
| 0 | 2 | 5.1.24 | Program Switch | - | LIGHTING WORKS | 0 | 0 | 0 | 0 | 0 | 0 | 0 | 0 | 0 | 0 | 0 | - | 0 | 0 | 0 | 0 | 0 | 0 | 0 | - | Inactive
| 1 | 3 | 5.1.24.1 | Program Switch - 2CKT | - | LIGHTING WORKS | 0 | 0 | 0 | 0 | 0 | 0 | 0 | 0 | 0 | 0 | 0 | - | 0 | 0 | 0 | 0 | 0 | 0 | 0 | - | Inactive
| 1 | 3 | 5.1.24.2 | Program Switch - 4C+EKT | - | LIGHTING WORKS | 0 | 0 | 0 | 0 | 0 | 0 | 0 | 0 | 0 | 0 | 0 | - | 0 | 0 | 0 | 0 | 0 | 0 | 0 | - | Inactive
| 1 | 3 | 5.1.24.3 | Program Switch - 8CKT (1 GANG) | - | LIGHTING WORKS | 0 | 0 | 0 | 0 | 0 | 0 | 0 | 0 | 0 | 0 | 0 | - | 0 | 0 | 0 | 0 | 0 | 0 | 0 | - | Inactive
| 1 | 3 | 5.1.24.4 | Program Switch - 8CKT (2 GANG) | - | LIGHTING WORKS | 0 | 0 | 0 | 0 | 0 | 0 | 0 | 0 | 0 | 0 | 0 | - | 0 | 0 | 0 | 0 | 0 | 0 | 0 | - | Inactive
| 1 | 2 | 5.1.25 | DALI Control Panel (IP42) | - | LIGHTING WORKS | 0 | 0 | 0 | 0 | 0 | 0 | 0 | 0 | 0 | 0 | 0 | - | 0 | 0 | 0 | 0 | 0 | 0 | 0 | - | Inactive
| 0 | 2 | 5.1.26 | Miscellaneous Material | - | LIGHTING WORKS | 0 | 0 | 0 | 0 | 0 | 0 | 0 | 0 | 0 | 0 | 0 | - | 0 | 0 | 0 | 0 | 0 | 0 | 0 | - | Inactive
| 1 | 3 | 5.1.26.1 | 1) Presence Detection Sensor | - | LIGHTING WORKS | 0 | 0 | 0 | 0 | 0 | 0 | 0 | 0 | 0 | 0 | 0 | - | 0 | 0 | 0 | 0 | 0 | 0 | 0 | - | Inactive
| 1 | 3 | 5.1.26.2 | 2) Presence Detection Sensor Mini | - | LIGHTING WORKS | 0 | 0 | 0 | 0 | 0 | 0 | 0 | 0 | 0 | 0 | 0 | - | 0 | 0 | 0 | 0 | 0 | 0 | 0 | - | Inactive
| 1 | 3 | 5.1.26.3 | 3) Touch Panel | - | LIGHTING WORKS | 0 | 0 | 0 | 0 | 0 | 0 | 0 | 0 | 0 | 0 | 0 | - | 0 | 0 | 0 | 0 | 0 | 0 | 0 | - | Inactive
| 1 | 3 | 5.1.26.4 | 4) Brightness Sensor | - | LIGHTING WORKS | 0 | 0 | 0 | 0 | 0 | 0 | 0 | 0 | 0 | 0 | 0 | - | 0 | 0 | 0 | 0 | 0 | 0 | 0 | - | Inactive
| 1 | 2 | 5.1.27 | Occupancy Sensor (MCR office and toliet) | - | LIGHTING WORKS | 0 | 0 | 0 | 0 | 0 | 0 | 0 | 0 | 0 | 0 | 0 | - | 0 | 0 | 0 | 0 | 0 | 0 | 0 | - | Inactive
| 0 | 1 | 5.2 | OUTDOOR LIGHTING FIXTURES (FOR NORMAL LIGHTING SYSTEM) | - | LIGHTING WORKS | 0 | 0 | 0 | 0 | 0 | 0 | 0 | 0 | 0 | 0 | 0 | - | 0 | 0 | 0 | 0 | 0 | 0 | 638 | - | Active
| 0 | 2 | 5.2.1 | For Non-Hazardous Area, Industrial Type. (Weather Proof) | - | LIGHTING WORKS | 0 | 0 | 0 | 0 | 0 | 0 | 0 | 0 | 0 | 0 | 0 | - | 0 | 0 | 0 | 0 | 0 | 0 | 0 | - | Inactive
| 0 | 3 | 5.2.1.1 | LED 30 W or Mfr's Std (for 3000 lumem) | - | LIGHTING WORKS | 0 | 0 | 0 | 0 | 0 | 0 | 0 | 0 | 0 | 0 | 0 | - | 0 | 0 | 0 | 0 | 0 | 0 | 0 | - | Inactive
| 1 | 4 | 5.2.1.1.1 | LED lighting fixture 30W Weather proof - - Ceiling Mounting Type, c/w JB & Mounting accessories. | - | LIGHTING WORKS | 0 | 0 | 0 | 0 | 0 | 0 | 0 | 0 | 0 | 0 | 0 | - | 0 | 0 | 0 | 0 | 0 | 0 | 0 | - | Inactive
| 1 | 4 | 5.2.1.1.2 | LED lighting fixture 30W Weather proof - - Pendant Type, c/w JB, Pipe support size : 25mmDia (L= 600 mm) & Mounting accessories. | - | LIGHTING WORKS | 0 | 0 | 0 | 0 | 0 | 0 | 0 | 0 | 0 | 0 | 0 | - | 0 | 0 | 0 | 0 | 0 | 0 | 0 | - | Inactive
| 1 | 4 | 5.2.1.1.3 | LED lighting fixture 30W Weather proof - - Bracket/Wall Type, c/w JB & Mounting accessories. | - | LIGHTING WORKS | 0 | 0 | 0 | 0 | 0 | 0 | 0 | 0 | 0 | 0 | 0 | - | 0 | 0 | 0 | 0 | 0 | 0 | 0 | - | Inactive
| 1 | 4 | 5.2.1.1.4 | LED lighting fixture 30W Weather proof - - Stanchion Type, c/w JB, Pipe Stanchion size: 40mmDia (L= 2200 mm) & Mounting accessories. | - | LIGHTING WORKS | 0 | 0 | 0 | 0 | 0 | 0 | 0 | 0 | 0 | 0 | 0 | - | 0 | 0 | 0 | 0 | 0 | 0 | 0 | - | Inactive
| 1 | 4 | 5.2.1.1.5 | LED lighting fixture 30W Weather proof - - Pole foundation Type, c/w JB, Pole(3m), base plate and accessories | - | LIGHTING WORKS | 0 | 0 | 0 | 0 | 0 | 0 | 0 | 0 | 0 | 0 | 0 | - | 0 | 0 | 0 | 0 | 0 | 0 | 0 | - | Inactive
| 0 | 3 | 5.2.1.2 | LED 60 W or Mfr's Std (for 5200 lumem) | - | LIGHTING WORKS | 0 | 0 | 0 | 0 | 0 | 0 | 0 | 0 | 0 | 0 | 0 | - | 0 | 0 | 0 | 0 | 0 | 0 | 0 | - | Inactive
| 1 | 4 | 5.2.1.2.1 | LED lighting fixture 60W Weather proof - - Ceiling Mounting Type, c/w JB & Mounting accessories. | - | LIGHTING WORKS | 0 | 0 | 0 | 0 | 0 | 0 | 0 | 0 | 0 | 0 | 0 | - | 0 | 0 | 0 | 0 | 0 | 0 | 0 | - | Inactive
| 1 | 4 | 5.2.1.2.2 | LED lighting fixture 60W Weather proof - - Pendant Type, c/w JB, Pipe support size : 25mmDia (L= 600 mm) & Mounting accessories. | - | LIGHTING WORKS | 0 | 0 | 0 | 0 | 0 | 0 | 0 | 0 | 0 | 0 | 0 | - | 0 | 0 | 0 | 0 | 0 | 0 | 0 | - | Inactive
| 1 | 4 | 5.2.1.2.3 | LED lighting fixture 60W Weather proof - - Bracket/Wall Type, c/w JB & Mounting accessories. | - | LIGHTING WORKS | 0 | 0 | 0 | 0 | 0 | 0 | 0 | 0 | 0 | 0 | 0 | - | 0 | 0 | 0 | 0 | 0 | 0 | 0 | - | Inactive
| 1 | 4 | 5.2.1.2.4 | LED lighting fixture 60W Weather proof - - Stanchion Type, c/w JB, Pipe Stanchion size: 40mmDia (L= 2200 mm) & Mounting accessories. | - | LIGHTING WORKS | 0 | 0 | 0 | 0 | 0 | 0 | 0 | 0 | 0 | 0 | 0 | - | 0 | 0 | 0 | 0 | 0 | 0 | 0 | - | Inactive
| 1 | 4 | 5.2.1.2.5 | LED lighting fixture 60W Weather proof - - Pole foundation Type, c/w JB, Pole(3m), base plate and accessories | - | LIGHTING WORKS | 0 | 0 | 0 | 0 | 0 | 0 | 0 | 0 | 0 | 0 | 0 | - | 0 | 0 | 0 | 0 | 0 | 0 | 0 | - | Inactive
| 0 | 3 | 5.2.1.3 | LED 80 W or Mfr's Std (for 7800 lumem) | - | LIGHTING WORKS | 0 | 0 | 0 | 0 | 0 | 0 | 0 | 0 | 0 | 0 | 0 | - | 0 | 0 | 0 | 0 | 0 | 0 | 0 | - | Inactive
| 1 | 4 | 5.2.1.3.1 | LED lighting fixture 80W Weather proof - - Ceiling Mounting Type, c/w JB & Mounting accessories. | - | LIGHTING WORKS | 0 | 0 | 0 | 0 | 0 | 0 | 0 | 0 | 0 | 0 | 0 | - | 0 | 0 | 0 | 0 | 0 | 0 | 0 | - | Inactive
| 1 | 4 | 5.2.1.3.2 | LED lighting fixture 80W Weather proof - - Pendant Type, c/w JB, Pipe support size : 25mmDia (L= 600 mm) & Mounting accessories. | - | LIGHTING WORKS | 0 | 0 | 0 | 0 | 0 | 0 | 0 | 0 | 0 | 0 | 0 | - | 0 | 0 | 0 | 0 | 0 | 0 | 0 | - | Inactive
| 1 | 4 | 5.2.1.3.3 | LED lighting fixture 80W Weather proof - - Bracket/Wall Type, c/w JB & Mounting accessories. | - | LIGHTING WORKS | 0 | 0 | 0 | 0 | 0 | 0 | 0 | 0 | 0 | 0 | 0 | - | 0 | 0 | 0 | 0 | 0 | 0 | 0 | - | Inactive
| 1 | 4 | 5.2.1.3.4 | LED lighting fixture 80W Weather proof - - Stanchion Type, c/w JB, Pipe Stanchion size: 40mmDia (L= 2200 mm) & Mounting accessories. | - | LIGHTING WORKS | 0 | 0 | 0 | 0 | 0 | 0 | 0 | 0 | 0 | 0 | 0 | - | 0 | 0 | 0 | 0 | 0 | 0 | 0 | - | Inactive
| 1 | 4 | 5.2.1.3.5 | LED lighting fixture 80W Weather proof - - Pole foundation Type, c/w JB, Pole(3m), base plate and accessories | - | LIGHTING WORKS | 0 | 0 | 0 | 0 | 0 | 0 | 0 | 0 | 0 | 0 | 0 | - | 0 | 0 | 0 | 0 | 0 | 0 | 0 | - | Inactive
| 0 | 3 | 5.2.1.4 | LED 115 W or Mfr's Std (for 14000 lumem) | - | LIGHTING WORKS | 0 | 0 | 0 | 0 | 0 | 0 | 0 | 0 | 0 | 0 | 0 | - | 0 | 0 | 0 | 0 | 0 | 0 | 0 | - | Inactive
| 1 | 4 | 5.2.1.4.1 | LED lighting fixture 115W Weather proof - - Ceiling Mounting Type, c/w JB & Mounting accessories. | - | LIGHTING WORKS | 0 | 0 | 0 | 0 | 0 | 0 | 0 | 0 | 0 | 0 | 0 | - | 0 | 0 | 0 | 0 | 0 | 0 | 0 | - | Inactive
| 1 | 4 | 5.2.1.4.2 | LED lighting fixture 115W Weather proof - - Pendant Type, c/w JB, Pipe support size : 25mmDia (L= 600 mm) & Mounting accessories. | - | LIGHTING WORKS | 0 | 0 | 0 | 0 | 0 | 0 | 0 | 0 | 0 | 0 | 0 | - | 0 | 0 | 0 | 0 | 0 | 0 | 0 | - | Inactive
| 1 | 4 | 5.2.1.4.3 | LED lighting fixture 115W Weather proof - - Bracket/Wall Type, c/w JB & Mounting accessories. | - | LIGHTING WORKS | 0 | 0 | 0 | 0 | 0 | 0 | 0 | 0 | 0 | 0 | 0 | - | 0 | 0 | 0 | 0 | 0 | 0 | 0 | - | Inactive
| 1 | 4 | 5.2.1.4.4 | LED lighting fixture 115W Weather proof - - Stanchion Type, c/w JB, Pipe Stanchion size: 40mmDia (L= 2200 mm) & Mounting accessories. | - | LIGHTING WORKS | 0 | 0 | 0 | 0 | 0 | 0 | 0 | 0 | 0 | 0 | 0 | - | 0 | 0 | 0 | 0 | 0 | 0 | 0 | - | Inactive
| 1 | 4 | 5.2.1.4.5 | LED lighting fixture 115W Weather proof - - Stanchion Mounting Type, c/w JB, Self standing Mounting accessories. | - | LIGHTING WORKS | 0 | 0 | 0 | 0 | 0 | 0 | 0 | 0 | 0 | 0 | 0 | - | 0 | 0 | 0 | 0 | 0 | 0 | 0 | - | Inactive
| 1 | 4 | 5.2.1.4.6 | LED lighting fixture 115W Weather proof - - Pole foundation Type, c/w JB, Pole(3m), base plate and accessories | - | LIGHTING WORKS | 0 | 0 | 0 | 0 | 0 | 0 | 0 | 0 | 0 | 0 | 0 | - | 0 | 0 | 0 | 0 | 0 | 0 | 0 | - | Inactive
| 0 | 2 | 5.2.2 | For Hazardous Area, Zone-1, Exd or Exde, IECEx 02 Certified, Gas Group IIB+H2, Temperature Class min T3 | - | LIGHTING WORKS | 0 | 0 | 0 | 0 | 0 | 0 | 0 | 0 | 0 | 0 | 0 | - | 0 | 0 | 0 | 0 | 0 | 0 | 308 | - | Active
| 0 | 3 | 5.2.2.1 | LED 30 W or Mfr's Std (for 3000 lumem) | - | LIGHTING WORKS | 0 | 0 | 0 | 0 | 0 | 0 | 0 | 0 | 0 | 0 | 0 | - | 0 | 0 | 0 | 0 | 0 | 0 | 0 | - | Inactive
| 1 | 4 | 5.2.2.1.1 | LED lighting fixture 30W Explosion proof - - Ceiling Mounting Type, c/w JB & Mounting accessories. | - | LIGHTING WORKS | 0 | 0 | 0 | 0 | 0 | 0 | 0 | 0 | 0 | 0 | 0 | - | 0 | 0 | 0 | 0 | 0 | 0 | 0 | - | Inactive
| 1 | 4 | 5.2.2.1.2 | LED lighting fixture 30W Explosion proof - - Pendant Type, c/w JB, Pipe support size : 25mmDia (L= 600 mm) & Mounting accessories. | - | LIGHTING WORKS | 0 | 0 | 0 | 0 | 0 | 0 | 0 | 0 | 0 | 0 | 0 | - | 0 | 0 | 0 | 0 | 0 | 0 | 0 | - | Inactive
| 1 | 4 | 5.2.2.1.3 | LED lighting fixture 30W Explosion proof - - Bracket/Wall Type, c/w JB & Mounting accessories. | - | LIGHTING WORKS | 0 | 0 | 0 | 0 | 0 | 0 | 0 | 0 | 0 | 0 | 0 | - | 0 | 0 | 0 | 0 | 0 | 0 | 0 | - | Inactive
| 1 | 4 | 5.2.2.1.4 | LED lighting fixture 30W Explosion proof - - Stanchion Type, c/w JB, Pipe Stanchion size: 40mmDia (L= 2200 mm) & Mounting accessories. | - | LIGHTING WORKS | 0 | 0 | 0 | 0 | 0 | 0 | 0 | 0 | 0 | 0 | 0 | - | 0 | 0 | 0 | 0 | 0 | 0 | 0 | - | Inactive
| 1 | 4 | 5.2.2.1.5 | LED lighting fixture 30W Explosion proof - - Pole foundation Type, c/w JB, Pole(3m), base plate and accessories | - | LIGHTING WORKS | 0 | 0 | 0 | 0 | 0 | 0 | 0 | 0 | 0 | 0 | 0 | - | 0 | 0 | 0 | 0 | 0 | 0 | 0 | - | Inactive
| 0 | 3 | 5.2.2.2 | LED 60 W or Mfr's Std (for 5200 lumem) | - | LIGHTING WORKS | 0 | 0 | 0 | 0 | 0 | 0 | 0 | 0 | 0 | 0 | 0 | - | 0 | 0 | 0 | 0 | 0 | 0 | 87 | - | Active
| 1 | 4 | 5.2.2.2.1 | LED lighting fixture 60W Explosion proof - - Ceiling Mounting Type, c/w JB & Mounting accessories. | - | LIGHTING WORKS | 17 | 0 | 0 | 0 | 0 | 0 | 10213224.2837 | 2561385.4135 | 1252980.4746 | 14027590.1717 | 192.3119 | MP20 | 7 | 0.50077 | 1 | 3.5054 | 59.5915 | 8.5131 | 17 | I.02.01 | Active
| 1 | 4 | 5.2.2.2.2 | LED lighting fixture 60W Explosion proof - - Pendant Type, c/w JB, Pipe support size : 25mmDia (L= 600 mm) & Mounting accessories. | - | LIGHTING WORKS | 0 | 0 | 0 | 0 | 0 | 0 | 0 | 0 | 0 | 0 | 0 | - | 0 | 0 | 0 | 0 | 0 | 0 | 0 | - | Inactive
| 1 | 4 | 5.2.2.2.3 | LED lighting fixture 60W Explosion proof - - Bracket/Wall Type, c/w JB & Mounting accessories. | - | LIGHTING WORKS | 16 | 0 | 0 | 0 | 0 | 0 | 9612446.3846 | 2410715.6833 | 1179275.7408 | 13202437.8087 | 180.9994 | MP20 | 7 | 0.50077 | 1 | 3.5054 | 56.0862 | 8.0123 | 16 | I.02.01 | Active
| 1 | 4 | 5.2.2.2.4 | LED lighting fixture 60W Explosion proof - - Stanchion Type, c/w JB, Pipe Stanchion size: 40mmDia (L= 2200 mm) & Mounting accessories. | - | LIGHTING WORKS | 54 | 0 | 0 | 0 | 0 | 0 | 36827920.7683 | 9236119.1266 | 4518131.8149 | 50582171.7098 | 693.4588 | MP20 | 7 | 0.50077 | 1 | 3.5054 | 189.2908 | 27.0415 | 54 | I.02.02 | Active
| 1 | 4 | 5.2.2.2.5 | LED lighting fixture 60W Explosion proof - - Pole foundation Type, c/w JB, Pole(3m), base plate and accessories | - | LIGHTING WORKS | 0 | 0 | 0 | 0 | 0 | 0 | 0 | 0 | 0 | 0 | 0 | - | 0 | 0 | 0 | 0 | 0 | 0 | 0 | - | Inactive
| 0 | 3 | 5.2.2.3 | LED 80 W or Mfr's Std (for 7800 lumem) | - | LIGHTING WORKS | 0 | 0 | 0 | 0 | 0 | 0 | 0 | 0 | 0 | 0 | 0 | - | 0 | 0 | 0 | 0 | 0 | 0 | 221 | - | Active
| 1 | 4 | 5.2.2.3.1 | LED lighting fixture 80W Explosion proof - - Ceiling Mounting Type, c/w JB & Mounting accessories. | - | LIGHTING WORKS | 0 | 0 | 0 | 0 | 0 | 0 | 0 | 0 | 0 | 0 | 0 | - | 0 | 0 | 0 | 0 | 0 | 0 | 0 | - | Inactive
| 1 | 4 | 5.2.2.3.2 | LED lighting fixture 80W Explosion proof - - Pendant Type, c/w JB, Pipe support size : 25mmDia (L= 600 mm) & Mounting accessories. | - | LIGHTING WORKS | 21 | 0 | 0 | 0 | 0 | 0 | 13306708.7878 | 3337205.1938 | 1632496.5878 | 18276410.5694 | 250.5613 | MP20 | 7 | 0.50077 | 1 | 3.5054 | 73.6131 | 10.5162 | 21 | I.02.01 | Active
| 1 | 4 | 5.2.2.3.3 | LED lighting fixture 80W Explosion proof - - Bracket/Wall Type, c/w JB & Mounting accessories. | - | LIGHTING WORKS | 53 | 0 | 0 | 0 | 0 | 0 | 31841228.6491 | 7985495.7008 | 3906350.8914 | 43733075.2413 | 599.5605 | MP20 | 7 | 0.50077 | 1 | 3.5054 | 185.7854 | 26.5408 | 53 | I.02.01 | Active
| 1 | 4 | 5.2.2.3.4 | LED lighting fixture 80W Explosion proof - - Stanchion Type, c/w JB, Pipe Stanchion size: 40mmDia (L= 2200 mm) & Mounting accessories. | - | LIGHTING WORKS | 13 | 0 | 0 | 0 | 0 | 0 | 8865980.9257 | 2223510.1601 | 1087698.3999 | 12177189.4857 | 166.9438 | MP20 | 7 | 0.50077 | 1 | 3.5054 | 45.57 | 6.51 | 13 | I.02.02 | Active
| 1 | 4 | 5.2.2.3.5 | LED lighting fixture 80W Explosion proof - - Pole foundation Type, c/w JB, Pole(3m), base plate and accessories | - | LIGHTING WORKS | 134 | 0 | 0 | 0 | 0 | 0 | 100111925.5496 | 25107202.9174 | 12281960.7162 | 137501089.1832 | 1885.0786 | MP20 | 7 | 0.80044 | 1 | 5.6031 | 750.8162 | 107.2595 | 134 | I.02.03 | Active
| 0 | 3 | 5.2.2.4 | LED 115 W or Mfr's Std (for 14000 lumem) | - | LIGHTING WORKS | 0 | 0 | 0 | 0 | 0 | 0 | 0 | 0 | 0 | 0 | 0 | - | 0 | 0 | 0 | 0 | 0 | 0 | 0 | - | Inactive
| 1 | 4 | 5.2.2.4.1 | LED lighting fixture 115W Explosion proof - - Ceiling Mounting Type, c/w JB & Mounting accessories. | - | LIGHTING WORKS | 0 | 0 | 0 | 0 | 0 | 0 | 0 | 0 | 0 | 0 | 0 | - | 0 | 0 | 0 | 0 | 0 | 0 | 0 | - | Inactive
| 1 | 4 | 5.2.2.4.2 | LED lighting fixture 115W Explosion proof - - Pendant Type, c/w JB, Pipe support size : 25mmDia (L= 600 mm) & Mounting accessories. | - | LIGHTING WORKS | 0 | 0 | 0 | 0 | 0 | 0 | 0 | 0 | 0 | 0 | 0 | - | 0 | 0 | 0 | 0 | 0 | 0 | 0 | - | Inactive
| 1 | 4 | 5.2.2.4.3 | LED lighting fixture 115W Explosion proof - - Bracket/Wall Type, c/w JB & Mounting accessories. | - | LIGHTING WORKS | 0 | 0 | 0 | 0 | 0 | 0 | 0 | 0 | 0 | 0 | 0 | - | 0 | 0 | 0 | 0 | 0 | 0 | 0 | - | Inactive
| 1 | 4 | 5.2.2.4.4 | LED lighting fixture 115W Explosion proof - - Stanchion Type, c/w JB, Pipe Stanchion size: 40mmDia (L= 2200 mm) & Mounting accessories. | - | LIGHTING WORKS | 0 | 0 | 0 | 0 | 0 | 0 | 0 | 0 | 0 | 0 | 0 | - | 0 | 0 | 0 | 0 | 0 | 0 | 0 | - | Inactive
| 1 | 4 | 5.2.2.4.5 | LED lighting fixture 115W Explosion proof - - Pole foundation Type, c/w JB, Pole(3m), base plate and accessories | - | LIGHTING WORKS | 0 | 0 | 0 | 0 | 0 | 0 | 0 | 0 | 0 | 0 | 0 | - | 0 | 0 | 0 | 0 | 0 | 0 | 0 | - | Inactive
| 0 | 2 | 5.2.3 | For Hazardous Area, Zone-2, Ex e, IECEx 02 Certified, Gas Group IIB+H2, Temperature Class min T3 | - | LIGHTING WORKS | 0 | 0 | 0 | 0 | 0 | 0 | 0 | 0 | 0 | 0 | 0 | - | 0 | 0 | 0 | 0 | 0 | 0 | 330 | - | Active
| 0 | 3 | 5.2.3.1 | LED 30 W or Mfr's Std (for 3000 lumem) | - | LIGHTING WORKS | 0 | 0 | 0 | 0 | 0 | 0 | 0 | 0 | 0 | 0 | 0 | - | 0 | 0 | 0 | 0 | 0 | 0 | 0 | - | Inactive
| 1 | 4 | 5.2.3.1.1 | LED lighting fixture 30W Explosion proof - - Ceiling Mounting Type, c/w JB & Mounting accessories. | - | LIGHTING WORKS | 0 | 0 | 0 | 0 | 0 | 0 | 0 | 0 | 0 | 0 | 0 | - | 0 | 0 | 0 | 0 | 0 | 0 | 0 | - | Inactive
| 1 | 4 | 5.2.3.1.2 | LED lighting fixture 30W Explosion proof - - Pendant Type, c/w JB, Pipe support size : 25mmDia (L= 600 mm) & Mounting accessories. | - | LIGHTING WORKS | 0 | 0 | 0 | 0 | 0 | 0 | 0 | 0 | 0 | 0 | 0 | - | 0 | 0 | 0 | 0 | 0 | 0 | 0 | - | Inactive
| 1 | 4 | 5.2.3.1.3 | LED lighting fixture 30W Explosion proof - - Bracket/Wall Type, c/w JB & Mounting accessories. | - | LIGHTING WORKS | 0 | 0 | 0 | 0 | 0 | 0 | 0 | 0 | 0 | 0 | 0 | - | 0 | 0 | 0 | 0 | 0 | 0 | 0 | - | Inactive
| 1 | 4 | 5.2.3.1.4 | LED lighting fixture 30W Explosion proof - - Stanchion Type, c/w JB, Pipe Stanchion size: 40mmDia (L= 2200 mm) & Mounting accessories. | - | LIGHTING WORKS | 0 | 0 | 0 | 0 | 0 | 0 | 0 | 0 | 0 | 0 | 0 | - | 0 | 0 | 0 | 0 | 0 | 0 | 0 | - | Inactive
| 1 | 4 | 5.2.3.1.5 | LED lighting fixture 30W Explosion proof - - Pole foundation Type, c/w JB, Pole(3m), base plate and accessories | - | LIGHTING WORKS | 0 | 0 | 0 | 0 | 0 | 0 | 0 | 0 | 0 | 0 | 0 | - | 0 | 0 | 0 | 0 | 0 | 0 | 0 | - | Inactive
| 0 | 3 | 5.2.3.2 | LED 60 W or Mfr's Std (for 5200 lumem) | - | LIGHTING WORKS | 0 | 0 | 0 | 0 | 0 | 0 | 0 | 0 | 0 | 0 | 0 | - | 0 | 0 | 0 | 0 | 0 | 0 | 317 | - | Active
| 1 | 4 | 5.2.3.2.1 | LED lighting fixture 60W Explosion proof - - Ceiling Mounting Type, c/w JB & Mounting accessories. | - | LIGHTING WORKS | 80 | 0 | 600777.899 | 150669.7302 | 73704.7338 | 0 | 48062231.9232 | 12053578.4163 | 5896378.704 | 66012189.0435 | 923.6041 | MP20 | 7 | 0.50077 | 1 | 3.5054 | 280.4308 | 40.0615 | 80 | I.02.01 | Active
| 1 | 4 | 5.2.3.2.2 | LED lighting fixture 60W Explosion proof - - Pendant Type, c/w JB, Pipe support size : 25mmDia (L= 600 mm) & Mounting accessories. | - | LIGHTING WORKS | 0 | 0 | 0 | 0 | 0 | 0 | 0 | 0 | 0 | 0 | 0 | - | 0 | 0 | 0 | 0 | 0 | 0 | 0 | - | Inactive
| 1 | 4 | 5.2.3.2.3 | LED lighting fixture 60W Explosion proof - - Bracket/Wall Type, c/w JB & Mounting accessories. | - | LIGHTING WORKS | 55 | 0 | 600777.899 | 150669.7302 | 73704.7338 | 0 | 33042784.4472 | 8286835.1612 | 4053760.359 | 45383379.9674 | 634.9778 | MP20 | 7 | 0.50077 | 1 | 3.5054 | 192.7962 | 27.5423 | 55 | I.02.01 | Active
| 1 | 4 | 5.2.3.2.4 | LED lighting fixture 60W Explosion proof - - Stanchion Type, c/w JB, Pipe Stanchion size: 40mmDia (L= 2200 mm) & Mounting accessories. | - | LIGHTING WORKS | 182 | 0 | 681998.5327 | 171039.2431 | 83669.1077 | 0 | 124123732.9599 | 31129142.2415 | 15227777.5983 | 170480652.7997 | 2385.2655 | MP20 | 7 | 0.50077 | 1 | 3.5054 | 637.9801 | 91.14 | 182 | I.02.02 | Active
| 1 | 4 | 5.2.3.2.5 | LED lighting fixture 60W Explosion proof - - Pole foundation Type, c/w JB, Pole(3m), base plate and accessories | - | LIGHTING WORKS | 0 | 0 | 0 | 0 | 0 | 0 | 0 | 0 | 0 | 0 | 0 | - | 0 | 0 | 0 | 0 | 0 | 0 | 0 | - | Inactive
| 0 | 3 | 5.2.3.3 | LED 80 W or Mfr's Std (for 7800 lumem) | - | LIGHTING WORKS | 0 | 0 | 0 | 0 | 0 | 0 | 0 | 0 | 0 | 0 | 0 | - | 0 | 0 | 0 | 0 | 0 | 0 | 0 | - | Inactive
| 1 | 4 | 5.2.3.3.1 | LED lighting fixture 80W Explosion proof - - Ceiling Mounting Type, c/w JB & Mounting accessories. | - | LIGHTING WORKS | 0 | 0 | 0 | 0 | 0 | 0 | 0 | 0 | 0 | 0 | 0 | - | 0 | 0 | 0 | 0 | 0 | 0 | 0 | - | Inactive
| 1 | 4 | 5.2.3.3.2 | LED lighting fixture 80W Explosion proof - - Pendant Type, c/w JB, Pipe support size : 25mmDia (L= 600 mm) & Mounting accessories. | - | LIGHTING WORKS | 0 | 0 | 0 | 0 | 0 | 0 | 0 | 0 | 0 | 0 | 0 | - | 0 | 0 | 0 | 0 | 0 | 0 | 0 | - | Inactive
| 1 | 4 | 5.2.3.3.3 | LED lighting fixture 80W Explosion proof - - Bracket/Wall Type, c/w JB & Mounting accessories. | - | LIGHTING WORKS | 0 | 0 | 0 | 0 | 0 | 0 | 0 | 0 | 0 | 0 | 0 | - | 0 | 0 | 0 | 0 | 0 | 0 | 0 | - | Inactive
| 1 | 4 | 5.2.3.3.4 | LED lighting fixture 80W Explosion proof - - Stanchion Type, c/w JB, Pipe Stanchion size: 40mmDia (L= 2200 mm) & Mounting accessories. | - | LIGHTING WORKS | 0 | 0 | 0 | 0 | 0 | 0 | 0 | 0 | 0 | 0 | 0 | - | 0 | 0 | 0 | 0 | 0 | 0 | 0 | - | Inactive
| 1 | 4 | 5.2.3.3.5 | LED lighting fixture 80W Explosion proof - - Pole foundation Type, c/w JB, Pole(3m), base plate and accessories | - | LIGHTING WORKS | 0 | 0 | 0 | 0 | 0 | 0 | 0 | 0 | 0 | 0 | 0 | - | 0 | 0 | 0 | 0 | 0 | 0 | 0 | - | Inactive
| 0 | 3 | 5.2.3.4 | LED 115 W or Mfr's Std (for 14000 lumem) | - | LIGHTING WORKS | 0 | 0 | 0 | 0 | 0 | 0 | 0 | 0 | 0 | 0 | 0 | - | 0 | 0 | 0 | 0 | 0 | 0 | 13 | - | Active
| 1 | 4 | 5.2.3.4.1 | LED lighting fixture 115W Explosion proof - - Ceiling Mounting Type, c/w JB & Mounting accessories. | - | LIGHTING WORKS | 0 | 0 | 0 | 0 | 0 | 0 | 0 | 0 | 0 | 0 | 0 | - | 0 | 0 | 0 | 0 | 0 | 0 | 0 | - | Inactive
| 1 | 4 | 5.2.3.4.2 | LED lighting fixture 115W Explosion proof - - Pendant Type, c/w JB, Pipe support size : 25mmDia (L= 600 mm) & Mounting accessories. | - | LIGHTING WORKS | 8 | 0 | 633652.7994 | 158914.533 | 77737.9328 | 0 | 5069222.3954 | 1271316.2643 | 621903.462 | 6962442.1217 | 97.4144 | MP20 | 7 | 0.50077 | 1 | 3.5054 | 28.0431 | 4.0062 | 8 | I.02.01 | Active
| 1 | 4 | 5.2.3.4.3 | LED lighting fixture 115W Explosion proof - - Bracket/Wall Type, c/w JB & Mounting accessories. | - | LIGHTING WORKS | 5 | 0 | 600777.899 | 150669.7302 | 73704.7338 | 0 | 3003889.4952 | 753348.651 | 368523.669 | 4125761.8152 | 57.7253 | MP20 | 7 | 0.50077 | 1 | 3.5054 | 17.5269 | 2.5038 | 5 | I.02.01 | Active
| 1 | 4 | 5.2.3.4.4 | LED lighting fixture 115W Explosion proof - - Stanchion Type, c/w JB, Pipe Stanchion size: 40mmDia (L= 2200 mm) & Mounting accessories. | - | LIGHTING WORKS | 0 | 0 | 0 | 0 | 0 | 0 | 0 | 0 | 0 | 0 | 0 | - | 0 | 0 | 0 | 0 | 0 | 0 | 0 | - | Inactive
| 1 | 4 | 5.2.3.4.5 | LED lighting fixture 115W Explosion proof - - Pole foundation Type, c/w JB, Pole(3m), base plate and accessories | - | LIGHTING WORKS | 0 | 0 | 0 | 0 | 0 | 0 | 0 | 0 | 0 | 0 | 0 | - | 0 | 0 | 0 | 0 | 0 | 0 | 0 | - | Inactive
| 0 | 1 | 5.3 | OUTDOOR LIGHTING FIXTURES (FOR ESSENTIAL LIGHTING SYSTEM) | - | LIGHTING WORKS | 0 | 0 | 0 | 0 | 0 | 0 | 0 | 0 | 0 | 0 | 0 | - | 0 | 0 | 0 | 0 | 0 | 0 | 167 | - | Active
| 0 | 2 | 5.3.1 | For Non-Hazardous Area, Industrial Type. (Weather Proof) | - | LIGHTING WORKS | 0 | 0 | 0 | 0 | 0 | 0 | 0 | 0 | 0 | 0 | 0 | - | 0 | 0 | 0 | 0 | 0 | 0 | 32 | - | Active
| 0 | 3 | 5.3.1.1 | LED 30 W or Mfr's Std (for 3000 lumem) | - | LIGHTING WORKS | 0 | 0 | 0 | 0 | 0 | 0 | 0 | 0 | 0 | 0 | 0 | - | 0 | 0 | 0 | 0 | 0 | 0 | 0 | - | Inactive
| 1 | 4 | 5.3.1.1.1 | LED lighting fixture 30W Weather proof - - Ceiling Mounting Type, c/w JB & Mounting accessories. | - | LIGHTING WORKS | 0 | 0 | 0 | 0 | 0 | 0 | 0 | 0 | 0 | 0 | 0 | - | 0 | 0 | 0 | 0 | 0 | 0 | 0 | - | Inactive
| 1 | 4 | 5.3.1.1.2 | LED lighting fixture 30W Weather proof - - Pendant Type, c/w JB, Pipe support size : 25mmDia (L= 600 mm) & Mounting accessories. | - | LIGHTING WORKS | 0 | 0 | 0 | 0 | 0 | 0 | 0 | 0 | 0 | 0 | 0 | - | 0 | 0 | 0 | 0 | 0 | 0 | 0 | - | Inactive
| 1 | 4 | 5.3.1.1.3 | LED lighting fixture 30W Weather proof - - Bracket/Wall Type, c/w JB & Mounting accessories. | - | LIGHTING WORKS | 0 | 0 | 0 | 0 | 0 | 0 | 0 | 0 | 0 | 0 | 0 | - | 0 | 0 | 0 | 0 | 0 | 0 | 0 | - | Inactive
| 1 | 4 | 5.3.1.1.4 | LED lighting fixture 30W Weather proof - - Stanchion Type, c/w JB, Pipe Stanchion size: 40mmDia (L= 2200 mm) & Mounting accessories. | - | LIGHTING WORKS | 0 | 0 | 0 | 0 | 0 | 0 | 0 | 0 | 0 | 0 | 0 | - | 0 | 0 | 0 | 0 | 0 | 0 | 0 | - | Inactive
| 1 | 4 | 5.3.1.1.5 | LED lighting fixture 30W Weather proof - - Pole foundation Type, c/w JB, Pole(3m), base plate and accessories | - | LIGHTING WORKS | 0 | 0 | 0 | 0 | 0 | 0 | 0 | 0 | 0 | 0 | 0 | - | 0 | 0 | 0 | 0 | 0 | 0 | 0 | - | Inactive
| 0 | 3 | 5.3.1.2 | LED 60 W or Mfr's Std (for 5200 lumem) | - | LIGHTING WORKS | 0 | 0 | 0 | 0 | 0 | 0 | 0 | 0 | 0 | 0 | 0 | - | 0 | 0 | 0 | 0 | 0 | 0 | 0 | - | Inactive
| 1 | 4 | 5.3.1.2.1 | LED lighting fixture 60W Weather proof - - Ceiling Mounting Type, c/w JB & Mounting accessories. | - | LIGHTING WORKS | 0 | 0 | 0 | 0 | 0 | 0 | 0 | 0 | 0 | 0 | 0 | - | 0 | 0 | 0 | 0 | 0 | 0 | 0 | - | Inactive
| 1 | 4 | 5.3.1.2.2 | LED lighting fixture 60W Weather proof - - Pendant Type, c/w JB, Pipe support size : 25mmDia (L= 600 mm) & Mounting accessories. | - | LIGHTING WORKS | 0 | 0 | 0 | 0 | 0 | 0 | 0 | 0 | 0 | 0 | 0 | - | 0 | 0 | 0 | 0 | 0 | 0 | 0 | - | Inactive
| 1 | 4 | 5.3.1.2.3 | LED lighting fixture 60W Weather proof - - Bracket/Wall Type, c/w JB & Mounting accessories. | - | LIGHTING WORKS | 0 | 0 | 0 | 0 | 0 | 0 | 0 | 0 | 0 | 0 | 0 | - | 0 | 0 | 0 | 0 | 0 | 0 | 0 | - | Inactive
| 1 | 4 | 5.3.1.2.4 | LED lighting fixture 60W Weather proof - - Stanchion Type, c/w JB, Pipe Stanchion size: 40mmDia (L= 2200 mm) & Mounting accessories. | - | LIGHTING WORKS | 0 | 0 | 0 | 0 | 0 | 0 | 0 | 0 | 0 | 0 | 0 | - | 0 | 0 | 0 | 0 | 0 | 0 | 0 | - | Inactive
| 1 | 4 | 5.3.1.2.5 | LED lighting fixture 60W Weather proof - - Pole foundation Type, c/w JB, Pole(3m), base plate and accessories | - | LIGHTING WORKS | 0 | 0 | 0 | 0 | 0 | 0 | 0 | 0 | 0 | 0 | 0 | - | 0 | 0 | 0 | 0 | 0 | 0 | 0 | - | Inactive
| 0 | 3 | 5.3.1.3 | LED 80 W or Mfr's Std (for 7800 lumem) | - | LIGHTING WORKS | 0 | 0 | 0 | 0 | 0 | 0 | 0 | 0 | 0 | 0 | 0 | - | 0 | 0 | 0 | 0 | 0 | 0 | 15 | - | Active
| 1 | 4 | 5.3.1.3.1 | LED lighting fixture 80W Weather proof - - Ceiling Mounting Type, c/w JB & Mounting accessories. | - | LIGHTING WORKS | 0 | 0 | 0 | 0 | 0 | 0 | 0 | 0 | 0 | 0 | 0 | - | 0 | 0 | 0 | 0 | 0 | 0 | 0 | - | Inactive
| 1 | 4 | 5.3.1.3.2 | LED lighting fixture 80W Weather proof - - Pendant Type, c/w JB, Pipe support size : 25mmDia (L= 600 mm) & Mounting accessories. | - | LIGHTING WORKS | 4 | 0 | 0 | 0 | 0 | 0 | 2534611.1977 | 635658.1321 | 310951.731 | 3481221.0608 | 47.726 | MP20 | 7 | 0.50077 | 1 | 3.5054 | 14.0215 | 2.0031 | 4 | I.02.01 | Active
| 1 | 4 | 5.3.1.3.3 | LED lighting fixture 80W Weather proof - - Bracket/Wall Type, c/w JB & Mounting accessories. | - | LIGHTING WORKS | 7 | 0 | 0 | 0 | 0 | 0 | 4205445.2933 | 1054688.1114 | 515933.1366 | 5776066.5413 | 79.1872 | MP20 | 7 | 0.50077 | 1 | 3.5054 | 24.5377 | 3.5054 | 7 | I.02.01 | Active
| 1 | 4 | 5.3.1.3.4 | LED lighting fixture 80W Weather proof - - Stanchion Type, c/w JB, Pipe Stanchion size: 40mmDia (L= 2200 mm) & Mounting accessories. | - | LIGHTING WORKS | 4 | 0 | 0 | 0 | 0 | 0 | 2727994.131 | 684156.9723 | 334676.4307 | 3746827.5341 | 51.3673 | MP20 | 7 | 0.50077 | 1 | 3.5054 | 14.0215 | 2.0031 | 4 | I.02.02 | Active
| 1 | 4 | 5.3.1.3.5 | LED lighting fixture 80W Weather proof - - Pole foundation Type, c/w JB, Pole(3m), base plate and accessories | - | LIGHTING WORKS | 0 | 0 | 0 | 0 | 0 | 0 | 0 | 0 | 0 | 0 | 0 | - | 0 | 0 | 0 | 0 | 0 | 0 | 0 | - | Inactive
| 0 | 3 | 5.3.1.4 | LED 115 W or Mfr's Std (for 14000 lumem) | - | LIGHTING WORKS | 0 | 0 | 0 | 0 | 0 | 0 | 0 | 0 | 0 | 0 | 0 | - | 0 | 0 | 0 | 0 | 0 | 0 | 17 | - | Active
| 1 | 4 | 5.3.1.4.1 | LED lighting fixture 115W Weather proof - - Ceiling Mounting Type, c/w JB & Mounting accessories. | - | LIGHTING WORKS | 0 | 0 | 0 | 0 | 0 | 0 | 0 | 0 | 0 | 0 | 0 | - | 0 | 0 | 0 | 0 | 0 | 0 | 0 | - | Inactive
| 1 | 4 | 5.3.1.4.2 | LED lighting fixture 115W Weather proof - - Pendant Type, c/w JB, Pipe support size : 25mmDia (L= 600 mm) & Mounting accessories. | - | LIGHTING WORKS | 0 | 0 | 0 | 0 | 0 | 0 | 0 | 0 | 0 | 0 | 0 | - | 0 | 0 | 0 | 0 | 0 | 0 | 0 | - | Inactive
| 1 | 4 | 5.3.1.4.3 | LED lighting fixture 115W Weather proof - - Bracket/Wall Type, c/w JB & Mounting accessories. | - | LIGHTING WORKS | 0 | 0 | 0 | 0 | 0 | 0 | 0 | 0 | 0 | 0 | 0 | - | 0 | 0 | 0 | 0 | 0 | 0 | 0 | - | Inactive
| 1 | 4 | 5.3.1.4.4 | LED lighting fixture 115W Weather proof - - Stanchion Type, c/w JB, Pipe Stanchion size: 40mmDia (L= 2200 mm) & Mounting accessories. | - | LIGHTING WORKS | 7 | 0 | 0 | 0 | 0 | 0 | 4773989.7292 | 1197274.7016 | 585683.7538 | 6556948.1846 | 89.8928 | MP19 | 7 | 0.50077 | 1 | 3.5054 | 24.5377 | 3.5054 | 7 | I.02.02 | Active
| 1 | 4 | 5.3.1.4.5 | LED lighting fixture 115W Weather proof - - Pole foundation Type, c/w JB, Pole(3m), base plate and accessories | - | LIGHTING WORKS | 10 | 0 | 0 | 0 | 0 | 0 | 7471039.2201 | 1873671.8595 | 916564.2326 | 10261275.3122 | 140.6775 | MP19 | 7 | 0.80044 | 1 | 5.6031 | 56.0311 | 8.0044 | 10 | I.02.03 | Active
| 0 | 2 | 5.3.2 | For Hazardous Area, Zone-1, Exd or Exde, IECEx 02 Certified, Gas Group IIB+H2, Temperature Class min T3 | - | LIGHTING WORKS | 0 | 0 | 0 | 0 | 0 | 0 | 0 | 0 | 0 | 0 | 0 | - | 0 | 0 | 0 | 0 | 0 | 0 | 0 | - | Inactive
| 0 | 3 | 5.3.2.1 | LED 30 W or Mfr's Std (for 3000 lumem) | - | LIGHTING WORKS | 0 | 0 | 0 | 0 | 0 | 0 | 0 | 0 | 0 | 0 | 0 | - | 0 | 0 | 0 | 0 | 0 | 0 | 0 | - | Inactive
| 1 | 4 | 5.3.2.1.1 | LED lighting fixture 30W Explosion proof - - Ceiling Mounting Type, c/w JB & Mounting accessories. | - | LIGHTING WORKS | 0 | 0 | 0 | 0 | 0 | 0 | 0 | 0 | 0 | 0 | 0 | - | 0 | 0 | 0 | 0 | 0 | 0 | 0 | - | Inactive
| 1 | 4 | 5.3.2.1.2 | LED lighting fixture 30W Explosion proof - - Pendant Type, c/w JB, Pipe support size : 25mmDia (L= 600 mm) & Mounting accessories. | - | LIGHTING WORKS | 0 | 0 | 0 | 0 | 0 | 0 | 0 | 0 | 0 | 0 | 0 | - | 0 | 0 | 0 | 0 | 0 | 0 | 0 | - | Inactive
| 1 | 4 | 5.3.2.1.3 | LED lighting fixture 30W Explosion proof - - Bracket/Wall Type, c/w JB & Mounting accessories. | - | LIGHTING WORKS | 0 | 0 | 0 | 0 | 0 | 0 | 0 | 0 | 0 | 0 | 0 | - | 0 | 0 | 0 | 0 | 0 | 0 | 0 | - | Inactive
| 1 | 4 | 5.3.2.1.4 | LED lighting fixture 30W Explosion proof - - Stanchion Type, c/w JB, Pipe Stanchion size: 40mmDia (L= 2200 mm) & Mounting accessories. | - | LIGHTING WORKS | 0 | 0 | 0 | 0 | 0 | 0 | 0 | 0 | 0 | 0 | 0 | - | 0 | 0 | 0 | 0 | 0 | 0 | 0 | - | Inactive
| 1 | 4 | 5.3.2.1.5 | LED lighting fixture 30W Explosion proof - - Pole foundation Type, c/w JB, Pole(3m), base plate and accessories | - | LIGHTING WORKS | 0 | 0 | 0 | 0 | 0 | 0 | 0 | 0 | 0 | 0 | 0 | - | 0 | 0 | 0 | 0 | 0 | 0 | 0 | - | Inactive
| 0 | 3 | 5.3.2.2 | LED 60 W or Mfr's Std (for 5200 lumem) | - | LIGHTING WORKS | 0 | 0 | 0 | 0 | 0 | 0 | 0 | 0 | 0 | 0 | 0 | - | 0 | 0 | 0 | 0 | 0 | 0 | 0 | - | Inactive
| 1 | 4 | 5.3.2.2.1 | LED lighting fixture 60W Explosion proof - - Ceiling Mounting Type, c/w JB & Mounting accessories. | - | LIGHTING WORKS | 0 | 0 | 0 | 0 | 0 | 0 | 0 | 0 | 0 | 0 | 0 | - | 0 | 0 | 0 | 0 | 0 | 0 | 0 | - | Inactive
| 1 | 4 | 5.3.2.2.2 | LED lighting fixture 60W Explosion proof - - Pendant Type, c/w JB, Pipe support size : 25mmDia (L= 600 mm) & Mounting accessories. | - | LIGHTING WORKS | 0 | 0 | 0 | 0 | 0 | 0 | 0 | 0 | 0 | 0 | 0 | - | 0 | 0 | 0 | 0 | 0 | 0 | 0 | - | Inactive
| 1 | 4 | 5.3.2.2.3 | LED lighting fixture 60W Explosion proof - - Bracket/Wall Type, c/w JB & Mounting accessories. | - | LIGHTING WORKS | 0 | 0 | 0 | 0 | 0 | 0 | 0 | 0 | 0 | 0 | 0 | - | 0 | 0 | 0 | 0 | 0 | 0 | 0 | - | Inactive
| 1 | 4 | 5.3.2.2.4 | LED lighting fixture 60W Explosion proof - - Stanchion Type, c/w JB, Pipe Stanchion size: 40mmDia (L= 2200 mm) & Mounting accessories. | - | LIGHTING WORKS | 0 | 0 | 0 | 0 | 0 | 0 | 0 | 0 | 0 | 0 | 0 | - | 0 | 0 | 0 | 0 | 0 | 0 | 0 | - | Inactive
| 1 | 4 | 5.3.2.2.5 | LED lighting fixture 60W Explosion proof - - Pole foundation Type, c/w JB, Pole(3m), base plate and accessories | - | LIGHTING WORKS | 0 | 0 | 0 | 0 | 0 | 0 | 0 | 0 | 0 | 0 | 0 | - | 0 | 0 | 0 | 0 | 0 | 0 | 0 | - | Inactive
| 0 | 3 | 5.3.2.3 | LED 80 W or Mfr's Std (for 7800 lumem) | - | LIGHTING WORKS | 0 | 0 | 0 | 0 | 0 | 0 | 0 | 0 | 0 | 0 | 0 | - | 0 | 0 | 0 | 0 | 0 | 0 | 0 | - | Inactive
| 1 | 4 | 5.3.2.3.1 | LED lighting fixture 80W Explosion proof - - Ceiling Mounting Type, c/w JB & Mounting accessories. | - | LIGHTING WORKS | 0 | 0 | 0 | 0 | 0 | 0 | 0 | 0 | 0 | 0 | 0 | - | 0 | 0 | 0 | 0 | 0 | 0 | 0 | - | Inactive
| 1 | 4 | 5.3.2.3.2 | LED lighting fixture 80W Explosion proof - - Pendant Type, c/w JB, Pipe support size : 25mmDia (L= 600 mm) & Mounting accessories. | - | LIGHTING WORKS | 0 | 0 | 0 | 0 | 0 | 0 | 0 | 0 | 0 | 0 | 0 | - | 0 | 0 | 0 | 0 | 0 | 0 | 0 | - | Inactive
| 1 | 4 | 5.3.2.3.3 | LED lighting fixture 80W Explosion proof - - Bracket/Wall Type, c/w JB & Mounting accessories. | - | LIGHTING WORKS | 0 | 0 | 0 | 0 | 0 | 0 | 0 | 0 | 0 | 0 | 0 | - | 0 | 0 | 0 | 0 | 0 | 0 | 0 | - | Inactive
| 1 | 4 | 5.3.2.3.4 | LED lighting fixture 80W Explosion proof - - Stanchion Type, c/w JB, Pipe Stanchion size: 40mmDia (L= 2200 mm) & Mounting accessories. | - | LIGHTING WORKS | 0 | 0 | 0 | 0 | 0 | 0 | 0 | 0 | 0 | 0 | 0 | - | 0 | 0 | 0 | 0 | 0 | 0 | 0 | - | Inactive
| 1 | 4 | 5.3.2.3.5 | LED lighting fixture 80W Explosion proof - - Pole foundation Type, c/w JB, Pole(3m), base plate and accessories | - | LIGHTING WORKS | 0 | 0 | 0 | 0 | 0 | 0 | 0 | 0 | 0 | 0 | 0 | - | 0 | 0 | 0 | 0 | 0 | 0 | 0 | - | Inactive
| 0 | 3 | 5.3.2.4 | LED 115 W or Mfr's Std (for 14000 lumem) | - | LIGHTING WORKS | 0 | 0 | 0 | 0 | 0 | 0 | 0 | 0 | 0 | 0 | 0 | - | 0 | 0 | 0 | 0 | 0 | 0 | 0 | - | Inactive
| 1 | 4 | 5.3.2.4.1 | LED lighting fixture 115W Explosion proof - - Ceiling Mounting Type, c/w JB & Mounting accessories. | - | LIGHTING WORKS | 0 | 0 | 0 | 0 | 0 | 0 | 0 | 0 | 0 | 0 | 0 | - | 0 | 0 | 0 | 0 | 0 | 0 | 0 | - | Inactive
| 1 | 4 | 5.3.2.4.2 | LED lighting fixture 115W Explosion proof - - Pendant Type, c/w JB, Pipe support size : 25mmDia (L= 600 mm) & Mounting accessories. | - | LIGHTING WORKS | 0 | 0 | 0 | 0 | 0 | 0 | 0 | 0 | 0 | 0 | 0 | - | 0 | 0 | 0 | 0 | 0 | 0 | 0 | - | Inactive
| 1 | 4 | 5.3.2.4.3 | LED lighting fixture 115W Explosion proof - - Bracket/Wall Type, c/w JB & Mounting accessories. | - | LIGHTING WORKS | 0 | 0 | 0 | 0 | 0 | 0 | 0 | 0 | 0 | 0 | 0 | - | 0 | 0 | 0 | 0 | 0 | 0 | 0 | - | Inactive
| 1 | 4 | 5.3.2.4.4 | LED lighting fixture 115W Explosion proof - - Stanchion Type, c/w JB, Pipe Stanchion size: 40mmDia (L= 2200 mm) & Mounting accessories. | - | LIGHTING WORKS | 0 | 0 | 0 | 0 | 0 | 0 | 0 | 0 | 0 | 0 | 0 | - | 0 | 0 | 0 | 0 | 0 | 0 | 0 | - | Inactive
| 1 | 4 | 5.3.2.4.5 | LED lighting fixture 115W Explosion proof - - Stanchion Mounting Type, c/w JB, Self standing Mounting accessories. | - | LIGHTING WORKS | 0 | 0 | 0 | 0 | 0 | 0 | 0 | 0 | 0 | 0 | 0 | - | 0 | 0 | 0 | 0 | 0 | 0 | 0 | - | Inactive
| 1 | 4 | 5.3.2.4.6 | LED lighting fixture 115W Explosion proof - - Pole foundation Type, c/w JB, Pole(3m), base plate and accessories | - | LIGHTING WORKS | 0 | 0 | 0 | 0 | 0 | 0 | 0 | 0 | 0 | 0 | 0 | - | 0 | 0 | 0 | 0 | 0 | 0 | 0 | - | Inactive
| 0 | 2 | 5.3.3 | For Hazardous Area, Zone-2, Exd or Exde, IECEx 02 Certified,, Gas Group IIB+H2, Temperature Class min T3 | - | LIGHTING WORKS | 0 | 0 | 0 | 0 | 0 | 0 | 0 | 0 | 0 | 0 | 0 | - | 0 | 0 | 0 | 0 | 0 | 0 | 135 | - | Active
| 0 | 3 | 5.3.3.1 | LED 30 W or Mfr's Std (for 3000 lumem) | - | LIGHTING WORKS | 0 | 0 | 0 | 0 | 0 | 0 | 0 | 0 | 0 | 0 | 0 | - | 0 | 0 | 0 | 0 | 0 | 0 | 0 | - | Inactive
| 1 | 4 | 5.3.3.1.1 | LED lighting fixture 30W Explosion proof - - Ceiling Mounting Type, c/w JB & Mounting accessories. | - | LIGHTING WORKS | 0 | 0 | 0 | 0 | 0 | 0 | 0 | 0 | 0 | 0 | 0 | - | 0 | 0 | 0 | 0 | 0 | 0 | 0 | - | Inactive
| 1 | 4 | 5.3.3.1.2 | LED lighting fixture 30W Explosion proof - - Pendant Type, c/w JB, Pipe support size : 25mmDia (L= 600 mm) & Mounting accessories. | - | LIGHTING WORKS | 0 | 0 | 0 | 0 | 0 | 0 | 0 | 0 | 0 | 0 | 0 | - | 0 | 0 | 0 | 0 | 0 | 0 | 0 | - | Inactive
| 1 | 4 | 5.3.3.1.3 | LED lighting fixture 30W Explosion proof - - Bracket/Wall Type, c/w JB & Mounting accessories. | - | LIGHTING WORKS | 0 | 0 | 0 | 0 | 0 | 0 | 0 | 0 | 0 | 0 | 0 | - | 0 | 0 | 0 | 0 | 0 | 0 | 0 | - | Inactive
| 1 | 4 | 5.3.3.1.4 | LED lighting fixture 30W Explosion proof - - Stanchion Type, c/w JB, Pipe Stanchion size: 40mmDia (L= 2200 mm) & Mounting accessories. | - | LIGHTING WORKS | 0 | 0 | 0 | 0 | 0 | 0 | 0 | 0 | 0 | 0 | 0 | - | 0 | 0 | 0 | 0 | 0 | 0 | 0 | - | Inactive
| 1 | 4 | 5.3.3.1.5 | LED lighting fixture 30W Explosion proof - - Pole foundation Type, c/w JB, Pole(3m), base plate and accessories | - | LIGHTING WORKS | 0 | 0 | 0 | 0 | 0 | 0 | 0 | 0 | 0 | 0 | 0 | - | 0 | 0 | 0 | 0 | 0 | 0 | 0 | - | Inactive
| 0 | 3 | 5.3.3.2 | LED 60 W or Mfr's Std (for 5200 lumem) | - | LIGHTING WORKS | 0 | 0 | 0 | 0 | 0 | 0 | 0 | 0 | 0 | 0 | 0 | - | 0 | 0 | 0 | 0 | 0 | 0 | 127 | - | Active
| 1 | 4 | 5.3.3.2.1 | LED lighting fixture 60W Explosion proof - - Ceiling Mounting Type, c/w JB & Mounting accessories. | - | LIGHTING WORKS | 22 | 0 | 600777.899 | 150669.7302 | 73704.7338 | 0 | 13217113.7789 | 3314734.0645 | 1621504.1436 | 18153351.987 | 253.9911 | MP20 | 7 | 0.50077 | 1 | 3.5054 | 77.1185 | 11.0169 | 22 | I.02.01 | Active
| 1 | 4 | 5.3.3.2.2 | LED lighting fixture 60W Explosion proof - - Pendant Type, c/w JB, Pipe support size : 25mmDia (L= 600 mm) & Mounting accessories. | - | LIGHTING WORKS | 0 | 0 | 0 | 0 | 0 | 0 | 0 | 0 | 0 | 0 | 0 | - | 0 | 0 | 0 | 0 | 0 | 0 | 0 | - | Inactive
| 1 | 4 | 5.3.3.2.3 | LED lighting fixture 60W Explosion proof - - Bracket/Wall Type, c/w JB & Mounting accessories. | - | LIGHTING WORKS | 16 | 0 | 600777.899 | 150669.7302 | 73704.7338 | 0 | 9612446.3846 | 2410715.6833 | 1179275.7408 | 13202437.8087 | 184.7208 | MP20 | 7 | 0.50077 | 1 | 3.5054 | 56.0862 | 8.0123 | 16 | I.02.01 | Active
| 1 | 4 | 5.3.3.2.4 | LED lighting fixture 60W Explosion proof - - Stanchion Type, c/w JB, Pipe Stanchion size: 40mmDia (L= 2200 mm) & Mounting accessories. | - | LIGHTING WORKS | 89 | 0 | 681998.5327 | 171039.2431 | 83669.1077 | 0 | 60697869.4145 | 15222492.6346 | 7446550.5838 | 83366912.6328 | 1166.4211 | MP20 | 7 | 0.50077 | 1 | 3.5054 | 311.9793 | 44.5685 | 89 | I.02.02 | Active
| 1 | 4 | 5.3.3.2.5 | LED lighting fixture 60W Explosion proof - - Pole foundation Type, c/w JB, Pole(3m), base plate and accessories | - | LIGHTING WORKS | 0 | 0 | 0 | 0 | 0 | 0 | 0 | 0 | 0 | 0 | 0 | - | 0 | 0 | 0 | 0 | 0 | 0 | 0 | - | Inactive
| 0 | 3 | 5.3.3.3 | LED 80 W or Mfr's Std (for 7800 lumem) | - | LIGHTING WORKS | 0 | 0 | 0 | 0 | 0 | 0 | 0 | 0 | 0 | 0 | 0 | - | 0 | 0 | 0 | 0 | 0 | 0 | 0 | - | Inactive
| 1 | 4 | 5.3.3.3.1 | LED lighting fixture 80W Explosion proof - - Ceiling Mounting Type, c/w JB & Mounting accessories. | - | LIGHTING WORKS | 0 | 0 | 0 | 0 | 0 | 0 | 0 | 0 | 0 | 0 | 0 | - | 0 | 0 | 0 | 0 | 0 | 0 | 0 | - | Inactive
| 1 | 4 | 5.3.3.3.2 | LED lighting fixture 80W Explosion proof - - Pendant Type, c/w JB, Pipe support size : 25mmDia (L= 600 mm) & Mounting accessories. | - | LIGHTING WORKS | 0 | 0 | 0 | 0 | 0 | 0 | 0 | 0 | 0 | 0 | 0 | - | 0 | 0 | 0 | 0 | 0 | 0 | 0 | - | Inactive
| 1 | 4 | 5.3.3.3.3 | LED lighting fixture 80W Explosion proof - - Bracket/Wall Type, c/w JB & Mounting accessories. | - | LIGHTING WORKS | 0 | 0 | 0 | 0 | 0 | 0 | 0 | 0 | 0 | 0 | 0 | - | 0 | 0 | 0 | 0 | 0 | 0 | 0 | - | Inactive
| 1 | 4 | 5.3.3.3.4 | LED lighting fixture 80W Explosion proof - - Stanchion Type, c/w JB, Pipe Stanchion size: 40mmDia (L= 2200 mm) & Mounting accessories. | - | LIGHTING WORKS | 0 | 0 | 0 | 0 | 0 | 0 | 0 | 0 | 0 | 0 | 0 | - | 0 | 0 | 0 | 0 | 0 | 0 | 0 | - | Inactive
| 1 | 4 | 5.3.3.3.5 | LED lighting fixture 80W Explosion proof - - Pole foundation Type, c/w JB, Pole(3m), base plate and accessories | - | LIGHTING WORKS | 0 | 0 | 0 | 0 | 0 | 0 | 0 | 0 | 0 | 0 | 0 | - | 0 | 0 | 0 | 0 | 0 | 0 | 0 | - | Inactive
| 0 | 3 | 5.3.3.4 | LED 115 W or Mfr's Std (for 14000 lumem) | - | LIGHTING WORKS | 0 | 0 | 0 | 0 | 0 | 0 | 0 | 0 | 0 | 0 | 0 | - | 0 | 0 | 0 | 0 | 0 | 0 | 8 | - | Active
| 1 | 4 | 5.3.3.4.1 | LED lighting fixture 115W Explosion proof - - Ceiling Mounting Type, c/w JB & Mounting accessories. | - | LIGHTING WORKS | 0 | 0 | 0 | 0 | 0 | 0 | 0 | 0 | 0 | 0 | 0 | - | 0 | 0 | 0 | 0 | 0 | 0 | 0 | - | Inactive
| 1 | 4 | 5.3.3.4.2 | LED lighting fixture 115W Explosion proof - - Pendant Type, c/w JB, Pipe support size : 25mmDia (L= 600 mm) & Mounting accessories. | - | LIGHTING WORKS | 5 | 0 | 633652.7994 | 158914.533 | 77737.9328 | 0 | 3168263.9971 | 794572.6652 | 388689.6638 | 4351526.3261 | 60.884 | MP20 | 7 | 0.50077 | 1 | 3.5054 | 17.5269 | 2.5038 | 5 | I.02.01 | Active
| 1 | 4 | 5.3.3.4.3 | LED lighting fixture 115W Explosion proof - - Bracket/Wall Type, c/w JB & Mounting accessories. | - | LIGHTING WORKS | 2 | 0 | 600777.899 | 150669.7302 | 73704.7338 | 0 | 1201555.7981 | 301339.4604 | 147409.4676 | 1650304.7261 | 23.0901 | MP20 | 7 | 0.50077 | 1 | 3.5054 | 7.0108 | 1.0015 | 2 | I.02.01 | Active
| 1 | 4 | 5.3.3.4.4 | LED lighting fixture 115W Explosion proof - - Stanchion Type, c/w JB, Pipe Stanchion size: 40mmDia (L= 2200 mm) & Mounting accessories. | - | LIGHTING WORKS | 1 | 0 | 681998.5327 | 171039.2431 | 83669.1077 | 0 | 681998.5327 | 171039.2431 | 83669.1077 | 936706.8835 | 13.1059 | MP20 | 7 | 0.50077 | 1 | 3.5054 | 3.5054 | 0.50077 | 1 | I.02.02 | Active
| 1 | 4 | 5.3.3.4.5 | LED lighting fixture 115W Explosion proof - - Pole foundation Type, c/w JB, Pole(3m), base plate and accessories | - | LIGHTING WORKS | 0 | 0 | 0 | 0 | 0 | 0 | 0 | 0 | 0 | 0 | 0 | - | 0 | 0 | 0 | 0 | 0 | 0 | 0 | - | Inactive
| 0 | 1 | 5.4 | OUTDOOR LIGHTING FIXTURES (FOR ESCAPE LIGHTING SYSTEM) | - | LIGHTING WORKS | 0 | 0 | 0 | 0 | 0 | 0 | 0 | 0 | 0 | 0 | 0 | - | 0 | 0 | 0 | 0 | 0 | 0 | 21 | - | Active
| 0 | 2 | 5.4.1 | For Non-Hazardous Area, Industrial Type. (Weather Proof) | - | LIGHTING WORKS | 0 | 0 | 0 | 0 | 0 | 0 | 0 | 0 | 0 | 0 | 0 | - | 0 | 0 | 0 | 0 | 0 | 0 | 0 | - | Inactive
| 0 | 3 | 5.4.1.1 | LED 30 W or Mfr's Std (for 3000 lumem) | - | LIGHTING WORKS | 0 | 0 | 0 | 0 | 0 | 0 | 0 | 0 | 0 | 0 | 0 | - | 0 | 0 | 0 | 0 | 0 | 0 | 0 | - | Inactive
| 1 | 4 | 5.4.1.1.1 | LED lighting fixture 30W Weather proof - - Ceiling Mounting Type, c/w JB & Mounting accessories. | - | LIGHTING WORKS | 0 | 0 | 0 | 0 | 0 | 0 | 0 | 0 | 0 | 0 | 0 | - | 0 | 0 | 0 | 0 | 0 | 0 | 0 | - | Inactive
| 1 | 4 | 5.4.1.1.2 | LED lighting fixture 30W Weather proof - - Pendant Type, c/w JB, Pipe support size : 25mmDia (L= 600 mm) & Mounting accessories. | - | LIGHTING WORKS | 0 | 0 | 0 | 0 | 0 | 0 | 0 | 0 | 0 | 0 | 0 | - | 0 | 0 | 0 | 0 | 0 | 0 | 0 | - | Inactive
| 1 | 4 | 5.4.1.1.3 | LED lighting fixture 30W Weather proof - - Bracket/Wall Type, c/w JB & Mounting accessories. | - | LIGHTING WORKS | 0 | 0 | 0 | 0 | 0 | 0 | 0 | 0 | 0 | 0 | 0 | - | 0 | 0 | 0 | 0 | 0 | 0 | 0 | - | Inactive
| 1 | 4 | 5.4.1.1.4 | LED lighting fixture 30W Weather proof - - Stanchion Type, c/w JB, Pipe Stanchion size: 40mmDia (L= 2200 mm) & Mounting accessories. | - | LIGHTING WORKS | 0 | 0 | 0 | 0 | 0 | 0 | 0 | 0 | 0 | 0 | 0 | - | 0 | 0 | 0 | 0 | 0 | 0 | 0 | - | Inactive
| 1 | 4 | 5.4.1.1.5 | LED lighting fixture 30W Weather proof - - Pole foundation Type, c/w JB, Pole(3m), base plate and accessories | - | LIGHTING WORKS | 0 | 0 | 0 | 0 | 0 | 0 | 0 | 0 | 0 | 0 | 0 | - | 0 | 0 | 0 | 0 | 0 | 0 | 0 | - | Inactive
| 0 | 3 | 5.4.1.2 | LED 60 W or Mfr's Std (for 5200 lumem) | - | LIGHTING WORKS | 0 | 0 | 0 | 0 | 0 | 0 | 0 | 0 | 0 | 0 | 0 | - | 0 | 0 | 0 | 0 | 0 | 0 | 0 | - | Inactive
| 1 | 4 | 5.4.1.2.1 | LED lighting fixture 60W Weather proof - - Ceiling Mounting Type, c/w JB & Mounting accessories. | - | LIGHTING WORKS | 0 | 0 | 0 | 0 | 0 | 0 | 0 | 0 | 0 | 0 | 0 | - | 0 | 0 | 0 | 0 | 0 | 0 | 0 | - | Inactive
| 1 | 4 | 5.4.1.2.2 | LED lighting fixture 60W Weather proof - - Pendant Type, c/w JB, Pipe support size : 25mmDia (L= 600 mm) & Mounting accessories. | - | LIGHTING WORKS | 0 | 0 | 0 | 0 | 0 | 0 | 0 | 0 | 0 | 0 | 0 | - | 0 | 0 | 0 | 0 | 0 | 0 | 0 | - | Inactive
| 1 | 4 | 5.4.1.2.3 | LED lighting fixture 60W Weather proof - - Bracket/Wall Type, c/w JB & Mounting accessories. | - | LIGHTING WORKS | 0 | 0 | 0 | 0 | 0 | 0 | 0 | 0 | 0 | 0 | 0 | - | 0 | 0 | 0 | 0 | 0 | 0 | 0 | - | Inactive
| 1 | 4 | 5.4.1.2.4 | LED lighting fixture 60W Weather proof - - Stanchion Type, c/w JB, Pipe Stanchion size: 40mmDia (L= 2200 mm) & Mounting accessories. | - | LIGHTING WORKS | 0 | 0 | 0 | 0 | 0 | 0 | 0 | 0 | 0 | 0 | 0 | - | 0 | 0 | 0 | 0 | 0 | 0 | 0 | - | Inactive
| 1 | 4 | 5.4.1.2.5 | LED lighting fixture 60W Weather proof - - Pole foundation Type, c/w JB, Pole(3m), base plate and accessories | - | LIGHTING WORKS | 0 | 0 | 0 | 0 | 0 | 0 | 0 | 0 | 0 | 0 | 0 | - | 0 | 0 | 0 | 0 | 0 | 0 | 0 | - | Inactive
| 0 | 3 | 5.4.1.3 | LED 80 W or Mfr's Std (for 7800 lumem) | - | LIGHTING WORKS | 0 | 0 | 0 | 0 | 0 | 0 | 0 | 0 | 0 | 0 | 0 | - | 0 | 0 | 0 | 0 | 0 | 0 | 0 | - | Inactive
| 1 | 4 | 5.4.1.3.1 | LED lighting fixture 80W Weather proof - - Ceiling Mounting Type, c/w JB & Mounting accessories. | - | LIGHTING WORKS | 0 | 0 | 0 | 0 | 0 | 0 | 0 | 0 | 0 | 0 | 0 | - | 0 | 0 | 0 | 0 | 0 | 0 | 0 | - | Inactive
| 1 | 4 | 5.4.1.3.2 | LED lighting fixture 80W Weather proof - - Pendant Type, c/w JB, Pipe support size : 25mmDia (L= 600 mm) & Mounting accessories. | - | LIGHTING WORKS | 0 | 0 | 0 | 0 | 0 | 0 | 0 | 0 | 0 | 0 | 0 | - | 0 | 0 | 0 | 0 | 0 | 0 | 0 | - | Inactive
| 1 | 4 | 5.4.1.3.3 | LED lighting fixture 80W Weather proof - - Bracket/Wall Type, c/w JB & Mounting accessories. | - | LIGHTING WORKS | 0 | 0 | 0 | 0 | 0 | 0 | 0 | 0 | 0 | 0 | 0 | - | 0 | 0 | 0 | 0 | 0 | 0 | 0 | - | Inactive
| 1 | 4 | 5.4.1.3.4 | LED lighting fixture 80W Weather proof - - Stanchion Type, c/w JB, Pipe Stanchion size: 40mmDia (L= 2200 mm) & Mounting accessories. | - | LIGHTING WORKS | 0 | 0 | 0 | 0 | 0 | 0 | 0 | 0 | 0 | 0 | 0 | - | 0 | 0 | 0 | 0 | 0 | 0 | 0 | - | Inactive
| 1 | 4 | 5.4.1.3.5 | LED lighting fixture 80W Weather proof - - Pole foundation Type, c/w JB, Pole(3m), base plate and accessories | - | LIGHTING WORKS | 0 | 0 | 0 | 0 | 0 | 0 | 0 | 0 | 0 | 0 | 0 | - | 0 | 0 | 0 | 0 | 0 | 0 | 0 | - | Inactive
| 0 | 3 | 5.4.1.4 | LED 115 W or Mfr's Std (for 14000 lumem) | - | LIGHTING WORKS | 0 | 0 | 0 | 0 | 0 | 0 | 0 | 0 | 0 | 0 | 0 | - | 0 | 0 | 0 | 0 | 0 | 0 | 0 | - | Inactive
| 1 | 4 | 5.4.1.4.1 | LED lighting fixture 115W Weather proof - - Ceiling Mounting Type, c/w JB & Mounting accessories. | - | LIGHTING WORKS | 0 | 0 | 0 | 0 | 0 | 0 | 0 | 0 | 0 | 0 | 0 | - | 0 | 0 | 0 | 0 | 0 | 0 | 0 | - | Inactive
| 1 | 4 | 5.4.1.4.2 | LED lighting fixture 115W Weather proof - - Pendant Type, c/w JB, Pipe support size : 25mmDia (L= 600 mm) & Mounting accessories. | - | LIGHTING WORKS | 0 | 0 | 0 | 0 | 0 | 0 | 0 | 0 | 0 | 0 | 0 | - | 0 | 0 | 0 | 0 | 0 | 0 | 0 | - | Inactive
| 1 | 4 | 5.4.1.4.3 | LED lighting fixture 115W Weather proof - - Bracket/Wall Type, c/w JB & Mounting accessories. | - | LIGHTING WORKS | 0 | 0 | 0 | 0 | 0 | 0 | 0 | 0 | 0 | 0 | 0 | - | 0 | 0 | 0 | 0 | 0 | 0 | 0 | - | Inactive
| 1 | 4 | 5.4.1.4.4 | LED lighting fixture 115W Weather proof - - Stanchion Type, c/w JB, Pipe Stanchion size: 40mmDia (L= 2200 mm) & Mounting accessories. | - | LIGHTING WORKS | 0 | 0 | 0 | 0 | 0 | 0 | 0 | 0 | 0 | 0 | 0 | - | 0 | 0 | 0 | 0 | 0 | 0 | 0 | - | Inactive
| 1 | 4 | 5.4.1.4.5 | LED lighting fixture 115W Weather proof - - Pole foundation Type, c/w JB, Pole(3m), base plate and accessories | - | LIGHTING WORKS | 0 | 0 | 0 | 0 | 0 | 0 | 0 | 0 | 0 | 0 | 0 | - | 0 | 0 | 0 | 0 | 0 | 0 | 0 | - | Inactive
| 0 | 2 | 5.4.2 | For Hazardous Area, Zone-1, Exd or Exde, IECEx 02 Certified, Gas Group IIB+H2, Temperature Class min T3 | - | LIGHTING WORKS | 0 | 0 | 0 | 0 | 0 | 0 | 0 | 0 | 0 | 0 | 0 | - | 0 | 0 | 0 | 0 | 0 | 0 | 0 | - | Inactive
| 0 | 3 | 5.4.2.1 | LED 30 W or Mfr's Std (for 3000 lumem) | - | LIGHTING WORKS | 0 | 0 | 0 | 0 | 0 | 0 | 0 | 0 | 0 | 0 | 0 | - | 0 | 0 | 0 | 0 | 0 | 0 | 0 | - | Inactive
| 1 | 4 | 5.4.2.1.1 | LED lighting fixture 30W Explosion proof - - Ceiling Mounting Type, c/w JB & Mounting accessories. | - | LIGHTING WORKS | 0 | 0 | 0 | 0 | 0 | 0 | 0 | 0 | 0 | 0 | 0 | - | 0 | 0 | 0 | 0 | 0 | 0 | 0 | - | Inactive
| 1 | 4 | 5.4.2.1.2 | LED lighting fixture 30W Explosion proof - - Pendant Type, c/w JB, Pipe support size : 25mmDia (L= 600 mm) & Mounting accessories. | - | LIGHTING WORKS | 0 | 0 | 0 | 0 | 0 | 0 | 0 | 0 | 0 | 0 | 0 | - | 0 | 0 | 0 | 0 | 0 | 0 | 0 | - | Inactive
| 1 | 4 | 5.4.2.1.3 | LED lighting fixture 30W Explosion proof - - Bracket/Wall Type, c/w JB & Mounting accessories. | - | LIGHTING WORKS | 0 | 0 | 0 | 0 | 0 | 0 | 0 | 0 | 0 | 0 | 0 | - | 0 | 0 | 0 | 0 | 0 | 0 | 0 | - | Inactive
| 1 | 4 | 5.4.2.1.4 | LED lighting fixture 30W Explosion proof - - Stanchion Type, c/w JB, Pipe Stanchion size: 40mmDia (L= 2200 mm) & Mounting accessories. | - | LIGHTING WORKS | 0 | 0 | 0 | 0 | 0 | 0 | 0 | 0 | 0 | 0 | 0 | - | 0 | 0 | 0 | 0 | 0 | 0 | 0 | - | Inactive
| 1 | 4 | 5.4.2.1.5 | LED lighting fixture 30W Explosion proof - - Pole foundation Type, c/w JB, Pole(3m), base plate and accessories | - | LIGHTING WORKS | 0 | 0 | 0 | 0 | 0 | 0 | 0 | 0 | 0 | 0 | 0 | - | 0 | 0 | 0 | 0 | 0 | 0 | 0 | - | Inactive
| 0 | 3 | 5.4.2.2 | LED 60 W or Mfr's Std (for 5200 lumem) | - | LIGHTING WORKS | 0 | 0 | 0 | 0 | 0 | 0 | 0 | 0 | 0 | 0 | 0 | - | 0 | 0 | 0 | 0 | 0 | 0 | 0 | - | Inactive
| 1 | 4 | 5.4.2.2.1 | LED lighting fixture 60W Explosion proof - - Ceiling Mounting Type, c/w JB & Mounting accessories. | - | LIGHTING WORKS | 0 | 0 | 0 | 0 | 0 | 0 | 0 | 0 | 0 | 0 | 0 | - | 0 | 0 | 0 | 0 | 0 | 0 | 0 | - | Inactive
| 1 | 4 | 5.4.2.2.2 | LED lighting fixture 60W Explosion proof - - Pendant Type, c/w JB, Pipe support size : 25mmDia (L= 600 mm) & Mounting accessories. | - | LIGHTING WORKS | 0 | 0 | 0 | 0 | 0 | 0 | 0 | 0 | 0 | 0 | 0 | - | 0 | 0 | 0 | 0 | 0 | 0 | 0 | - | Inactive
| 1 | 4 | 5.4.2.2.3 | LED lighting fixture 60W Explosion proof - - Bracket/Wall Type, c/w JB & Mounting accessories. | - | LIGHTING WORKS | 0 | 0 | 0 | 0 | 0 | 0 | 0 | 0 | 0 | 0 | 0 | - | 0 | 0 | 0 | 0 | 0 | 0 | 0 | - | Inactive
| 1 | 4 | 5.4.2.2.4 | LED lighting fixture 60W Explosion proof - - Stanchion Type, c/w JB, Pipe Stanchion size: 40mmDia (L= 2200 mm) & Mounting accessories. | - | LIGHTING WORKS | 0 | 0 | 0 | 0 | 0 | 0 | 0 | 0 | 0 | 0 | 0 | - | 0 | 0 | 0 | 0 | 0 | 0 | 0 | - | Inactive
| 1 | 4 | 5.4.2.2.5 | LED lighting fixture 60W Explosion proof - - Pole foundation Type, c/w JB, Pole(3m), base plate and accessories | - | LIGHTING WORKS | 0 | 0 | 0 | 0 | 0 | 0 | 0 | 0 | 0 | 0 | 0 | - | 0 | 0 | 0 | 0 | 0 | 0 | 0 | - | Inactive
| 0 | 3 | 5.4.2.3 | LED 80 W or Mfr's Std (for 7800 lumem) | - | LIGHTING WORKS | 0 | 0 | 0 | 0 | 0 | 0 | 0 | 0 | 0 | 0 | 0 | - | 0 | 0 | 0 | 0 | 0 | 0 | 0 | - | Inactive
| 1 | 4 | 5.4.2.3.1 | LED lighting fixture 80W Explosion proof - - Ceiling Mounting Type, c/w JB & Mounting accessories. | - | LIGHTING WORKS | 0 | 0 | 0 | 0 | 0 | 0 | 0 | 0 | 0 | 0 | 0 | - | 0 | 0 | 0 | 0 | 0 | 0 | 0 | - | Inactive
| 1 | 4 | 5.4.2.3.2 | LED lighting fixture 80W Explosion proof - - Pendant Type, c/w JB, Pipe support size : 25mmDia (L= 600 mm) & Mounting accessories. | - | LIGHTING WORKS | 0 | 0 | 0 | 0 | 0 | 0 | 0 | 0 | 0 | 0 | 0 | - | 0 | 0 | 0 | 0 | 0 | 0 | 0 | - | Inactive
| 1 | 4 | 5.4.2.3.3 | LED lighting fixture 80W Explosion proof - - Bracket/Wall Type, c/w JB & Mounting accessories. | - | LIGHTING WORKS | 0 | 0 | 0 | 0 | 0 | 0 | 0 | 0 | 0 | 0 | 0 | - | 0 | 0 | 0 | 0 | 0 | 0 | 0 | - | Inactive
| 1 | 4 | 5.4.2.3.4 | LED lighting fixture 80W Explosion proof - - Stanchion Type, c/w JB, Pipe Stanchion size: 40mmDia (L= 2200 mm) & Mounting accessories. | - | LIGHTING WORKS | 0 | 0 | 0 | 0 | 0 | 0 | 0 | 0 | 0 | 0 | 0 | - | 0 | 0 | 0 | 0 | 0 | 0 | 0 | - | Inactive
| 1 | 4 | 5.4.2.3.5 | LED lighting fixture 80W Explosion proof - - Pole foundation Type, c/w JB, Pole(3m), base plate and accessories | - | LIGHTING WORKS | 0 | 0 | 0 | 0 | 0 | 0 | 0 | 0 | 0 | 0 | 0 | - | 0 | 0 | 0 | 0 | 0 | 0 | 0 | - | Inactive
| 0 | 3 | 5.4.2.4 | LED 115 W or Mfr's Std (for 14000 lumem) | - | LIGHTING WORKS | 0 | 0 | 0 | 0 | 0 | 0 | 0 | 0 | 0 | 0 | 0 | - | 0 | 0 | 0 | 0 | 0 | 0 | 0 | - | Inactive
| 1 | 4 | 5.4.2.4.1 | LED lighting fixture 115W Explosion proof - - Ceiling Mounting Type, c/w JB & Mounting accessories. | - | LIGHTING WORKS | 0 | 0 | 0 | 0 | 0 | 0 | 0 | 0 | 0 | 0 | 0 | - | 0 | 0 | 0 | 0 | 0 | 0 | 0 | - | Inactive
| 1 | 4 | 5.4.2.4.2 | LED lighting fixture 115W Explosion proof - - Pendant Type, c/w JB, Pipe support size : 25mmDia (L= 600 mm) & Mounting accessories. | - | LIGHTING WORKS | 0 | 0 | 0 | 0 | 0 | 0 | 0 | 0 | 0 | 0 | 0 | - | 0 | 0 | 0 | 0 | 0 | 0 | 0 | - | Inactive
| 1 | 4 | 5.4.2.4.3 | LED lighting fixture 115W Explosion proof - - Bracket/Wall Type, c/w JB & Mounting accessories. | - | LIGHTING WORKS | 0 | 0 | 0 | 0 | 0 | 0 | 0 | 0 | 0 | 0 | 0 | - | 0 | 0 | 0 | 0 | 0 | 0 | 0 | - | Inactive
| 1 | 4 | 5.4.2.4.4 | LED lighting fixture 115W Explosion proof - - Stanchion Type, c/w JB, Pipe Stanchion size: 40mmDia (L= 2200 mm) & Mounting accessories. | - | LIGHTING WORKS | 0 | 0 | 0 | 0 | 0 | 0 | 0 | 0 | 0 | 0 | 0 | - | 0 | 0 | 0 | 0 | 0 | 0 | 0 | - | Inactive
| 1 | 4 | 5.4.2.4.5 | LED lighting fixture 115W Explosion proof - - Pole foundation Type, c/w JB, Pole(3m), base plate and accessories | - | LIGHTING WORKS | 0 | 0 | 0 | 0 | 0 | 0 | 0 | 0 | 0 | 0 | 0 | - | 0 | 0 | 0 | 0 | 0 | 0 | 0 | - | Inactive
| 0 | 2 | 5.4.3 | For Hazardous Area, Zone-2, Exd or Exde, IECEx 02 Certified,, Gas Group IIB+H2, Temperature Class min T3 | - | LIGHTING WORKS | 0 | 0 | 0 | 0 | 0 | 0 | 0 | 0 | 0 | 0 | 0 | - | 0 | 0 | 0 | 0 | 0 | 0 | 21 | - | Active
| 0 | 3 | 5.4.3.1 | LED 30 W or Mfr's Std (for 3000 lumem) | - | LIGHTING WORKS | 0 | 0 | 0 | 0 | 0 | 0 | 0 | 0 | 0 | 0 | 0 | - | 0 | 0 | 0 | 0 | 0 | 0 | 0 | - | Inactive
| 1 | 4 | 5.4.3.1.1 | LED lighting fixture 30W Explosion proof - - Ceiling Mounting Type, c/w JB & Mounting accessories. | - | LIGHTING WORKS | 0 | 0 | 0 | 0 | 0 | 0 | 0 | 0 | 0 | 0 | 0 | - | 0 | 0 | 0 | 0 | 0 | 0 | 0 | - | Inactive
| 1 | 4 | 5.4.3.1.2 | LED lighting fixture 30W Explosion proof - - Pendant Type, c/w JB, Pipe support size : 25mmDia (L= 600 mm) & Mounting accessories. | - | LIGHTING WORKS | 0 | 0 | 0 | 0 | 0 | 0 | 0 | 0 | 0 | 0 | 0 | - | 0 | 0 | 0 | 0 | 0 | 0 | 0 | - | Inactive
| 1 | 4 | 5.4.3.1.3 | LED lighting fixture 30W Explosion proof - - Bracket/Wall Type, c/w JB & Mounting accessories. | - | LIGHTING WORKS | 0 | 0 | 0 | 0 | 0 | 0 | 0 | 0 | 0 | 0 | 0 | - | 0 | 0 | 0 | 0 | 0 | 0 | 0 | - | Inactive
| 1 | 4 | 5.4.3.1.4 | LED lighting fixture 30W Explosion proof - - Stanchion Type, c/w JB, Pipe Stanchion size: 40mmDia (L= 2200 mm) & Mounting accessories. | - | LIGHTING WORKS | 0 | 0 | 0 | 0 | 0 | 0 | 0 | 0 | 0 | 0 | 0 | - | 0 | 0 | 0 | 0 | 0 | 0 | 0 | - | Inactive
| 1 | 4 | 5.4.3.1.5 | LED lighting fixture 30W Explosion proof - - Pole foundation Type, c/w JB, Pole(3m), base plate and accessories | - | LIGHTING WORKS | 0 | 0 | 0 | 0 | 0 | 0 | 0 | 0 | 0 | 0 | 0 | - | 0 | 0 | 0 | 0 | 0 | 0 | 0 | - | Inactive
| 0 | 3 | 5.4.3.2 | LED 60 W or Mfr's Std (for 5200 lumem) | - | LIGHTING WORKS | 0 | 0 | 0 | 0 | 0 | 0 | 0 | 0 | 0 | 0 | 0 | - | 0 | 0 | 0 | 0 | 0 | 0 | 17 | - | Active
| 1 | 4 | 5.4.3.2.1 | LED lighting fixture 60W Explosion proof - - Ceiling Mounting Type, c/w JB & Mounting accessories. | - | LIGHTING WORKS | 9 | 0 | 600777.899 | 150669.7302 | 73704.7338 | 0 | 5407001.0914 | 1356027.5718 | 663342.6042 | 7426371.2674 | 103.9055 | MP20 | 7 | 0.50077 | 1 | 3.5054 | 31.5485 | 4.5069 | 9 | I.02.01 | Active
| 1 | 4 | 5.4.3.2.2 | LED lighting fixture 60W Explosion proof - - Pendant Type, c/w JB, Pipe support size : 25mmDia (L= 600 mm) & Mounting accessories. | - | LIGHTING WORKS | 0 | 0 | 0 | 0 | 0 | 0 | 0 | 0 | 0 | 0 | 0 | - | 0 | 0 | 0 | 0 | 0 | 0 | 0 | - | Inactive
| 1 | 4 | 5.4.3.2.3 | LED lighting fixture 60W Explosion proof - - Bracket/Wall Type, c/w JB & Mounting accessories. | - | LIGHTING WORKS | 8 | 0 | 600777.899 | 150669.7302 | 73704.7338 | 0 | 4806223.1923 | 1205357.8416 | 589637.8704 | 6601218.9043 | 92.3604 | MP20 | 7 | 0.50077 | 1 | 3.5054 | 28.0431 | 4.0062 | 8 | I.02.01 | Active
| 1 | 4 | 5.4.3.2.4 | LED lighting fixture 60W Explosion proof - - Stanchion Type, c/w JB, Pipe Stanchion size: 40mmDia (L= 2200 mm) & Mounting accessories. | - | LIGHTING WORKS | 0 | 0 | 0 | 0 | 0 | 0 | 0 | 0 | 0 | 0 | 0 | - | 0 | 0 | 0 | 0 | 0 | 0 | 0 | - | Inactive
| 1 | 4 | 5.4.3.2.5 | LED lighting fixture 60W Explosion proof - - Pole foundation Type, c/w JB, Pole(3m), base plate and accessories | - | LIGHTING WORKS | 0 | 0 | 0 | 0 | 0 | 0 | 0 | 0 | 0 | 0 | 0 | - | 0 | 0 | 0 | 0 | 0 | 0 | 0 | - | Inactive
| 0 | 3 | 5.4.3.3 | LED 80 W or Mfr's Std (for 7800 lumem) | - | LIGHTING WORKS | 0 | 0 | 0 | 0 | 0 | 0 | 0 | 0 | 0 | 0 | 0 | - | 0 | 0 | 0 | 0 | 0 | 0 | 0 | - | Inactive
| 1 | 4 | 5.4.3.3.1 | LED lighting fixture 80W Explosion proof - - Ceiling Mounting Type, c/w JB & Mounting accessories. | - | LIGHTING WORKS | 0 | 0 | 0 | 0 | 0 | 0 | 0 | 0 | 0 | 0 | 0 | - | 0 | 0 | 0 | 0 | 0 | 0 | 0 | - | Inactive
| 1 | 4 | 5.4.3.3.2 | LED lighting fixture 80W Explosion proof - - Pendant Type, c/w JB, Pipe support size : 25mmDia (L= 600 mm) & Mounting accessories. | - | LIGHTING WORKS | 0 | 0 | 0 | 0 | 0 | 0 | 0 | 0 | 0 | 0 | 0 | - | 0 | 0 | 0 | 0 | 0 | 0 | 0 | - | Inactive
| 1 | 4 | 5.4.3.3.3 | LED lighting fixture 80W Explosion proof - - Bracket/Wall Type, c/w JB & Mounting accessories. | - | LIGHTING WORKS | 0 | 0 | 0 | 0 | 0 | 0 | 0 | 0 | 0 | 0 | 0 | - | 0 | 0 | 0 | 0 | 0 | 0 | 0 | - | Inactive
| 1 | 4 | 5.4.3.3.4 | LED lighting fixture 80W Explosion proof - - Stanchion Type, c/w JB, Pipe Stanchion size: 40mmDia (L= 2200 mm) & Mounting accessories. | - | LIGHTING WORKS | 0 | 0 | 0 | 0 | 0 | 0 | 0 | 0 | 0 | 0 | 0 | - | 0 | 0 | 0 | 0 | 0 | 0 | 0 | - | Inactive
| 1 | 4 | 5.4.3.3.5 | LED lighting fixture 80W Explosion proof - - Pole foundation Type, c/w JB, Pole(3m), base plate and accessories | - | LIGHTING WORKS | 0 | 0 | 0 | 0 | 0 | 0 | 0 | 0 | 0 | 0 | 0 | - | 0 | 0 | 0 | 0 | 0 | 0 | 0 | - | Inactive
| 0 | 3 | 5.4.3.4 | LED 115 W or Mfr's Std (for 14000 lumem) | - | LIGHTING WORKS | 0 | 0 | 0 | 0 | 0 | 0 | 0 | 0 | 0 | 0 | 0 | - | 0 | 0 | 0 | 0 | 0 | 0 | 4 | - | Active
| 1 | 4 | 5.4.3.4.1 | LED lighting fixture 115W Explosion proof - - Ceiling Mounting Type, c/w JB & Mounting accessories. | - | LIGHTING WORKS | 0 | 0 | 0 | 0 | 0 | 0 | 0 | 0 | 0 | 0 | 0 | - | 0 | 0 | 0 | 0 | 0 | 0 | 0 | - | Inactive
| 1 | 4 | 5.4.3.4.2 | LED lighting fixture 115W Explosion proof - - Pendant Type, c/w JB, Pipe support size : 25mmDia (L= 600 mm) & Mounting accessories. | - | LIGHTING WORKS | 2 | 0 | 633652.7994 | 158914.533 | 77737.9328 | 0 | 1267305.5988 | 317829.0661 | 155475.8655 | 1740610.5304 | 24.3536 | MP20 | 7 | 0.50077 | 1 | 3.5054 | 7.0108 | 1.0015 | 2 | I.02.01 | Active
| 1 | 4 | 5.4.3.4.3 | LED lighting fixture 115W Explosion proof - - Bracket/Wall Type, c/w JB & Mounting accessories. | - | LIGHTING WORKS | 1 | 0 | 600777.899 | 150669.7302 | 73704.7338 | 0 | 600777.899 | 150669.7302 | 73704.7338 | 825152.363 | 11.5451 | MP20 | 7 | 0.50077 | 1 | 3.5054 | 3.5054 | 0.50077 | 1 | I.02.01 | Active
| 1 | 4 | 5.4.3.4.4 | LED lighting fixture 115W Explosion proof - - Stanchion Type, c/w JB, Pipe Stanchion size: 40mmDia (L= 2200 mm) & Mounting accessories. | - | LIGHTING WORKS | 1 | 0 | 681998.5327 | 171039.2431 | 83669.1077 | 0 | 681998.5327 | 171039.2431 | 83669.1077 | 936706.8835 | 13.1059 | MP20 | 7 | 0.50077 | 1 | 3.5054 | 3.5054 | 0.50077 | 1 | I.02.02 | Active
| 1 | 4 | 5.4.3.4.5 | LED lighting fixture 115W Explosion proof - - Pole foundation Type, c/w JB, Pole(3m), base plate and accessories | - | LIGHTING WORKS | 0 | 0 | 0 | 0 | 0 | 0 | 0 | 0 | 0 | 0 | 0 | - | 0 | 0 | 0 | 0 | 0 | 0 | 0 | - | Inactive
| 0 | 1 | 5.5 | FLOOD LIGHTING FIXTURES (FOR NORMAL LIGHTING SYSTEM) | - | LIGHTING WORKS | 0 | 0 | 0 | 0 | 0 | 0 | 0 | 0 | 0 | 0 | 0 | - | 0 | 0 | 0 | 0 | 0 | 0 | 7 | - | Active
| 0 | 2 | 5.5.1 | 1) For Non-Hazardous Area, Industrial Type. (Weather Proof) | - | LIGHTING WORKS | 0 | 0 | 0 | 0 | 0 | 0 | 0 | 0 | 0 | 0 | 0 | - | 0 | 0 | 0 | 0 | 0 | 0 | 0 | - | Inactive
| 0 | 3 | 5.5.1.1 | LED 200 W or Mfr's Std (for 26000 lumem) | - | LIGHTING WORKS | 0 | 0 | 0 | 0 | 0 | 0 | 0 | 0 | 0 | 0 | 0 | - | 0 | 0 | 0 | 0 | 0 | 0 | 0 | - | Inactive
| 1 | 4 | 5.5.1.1.1 | LED lighting fixture 200W Weather proof - - Bracket/Wall Type, c/w JB & Mounting accessories. | - | LIGHTING WORKS | 0 | 0 | 0 | 0 | 0 | 0 | 0 | 0 | 0 | 0 | 0 | - | 0 | 0 | 0 | 0 | 0 | 0 | 0 | - | Inactive
| 1 | 4 | 5.5.1.1.2 | LED lighting fixture 200W Weather proof - - Pole Mounted Type, c/w Pole, JB & Mounting accessories. | - | LIGHTING WORKS | 0 | 0 | 0 | 0 | 0 | 0 | 0 | 0 | 0 | 0 | 0 | - | 0 | 0 | 0 | 0 | 0 | 0 | 0 | - | Inactive
| 1 | 4 | 5.5.1.1.3 | LED lighting fixture 200W Weather proof - • w/ HDG Pole (H : 5 Meters), JB, MCB and Terminal Block. c/w base plate, 4 sets Anchor Bolt HDG (M24 x 750mml or Mfr Std) | - | LIGHTING WORKS | 0 | 0 | 0 | 0 | 0 | 0 | 0 | 0 | 0 | 0 | 0 | - | 0 | 0 | 0 | 0 | 0 | 0 | 0 | - | Inactive
| 1 | 4 | 5.5.1.1.4 | LED lighting fixture 200W Weather proof - • w/ HDG Pole (H : 10 Meters), JB, MCB and Terminal Block. c/w base plate, 4 sets Anchor Bolt HDG (M24 x 750mml or Mfr Std) | - | LIGHTING WORKS | 0 | 0 | 0 | 0 | 0 | 0 | 0 | 0 | 0 | 0 | 0 | - | 0 | 0 | 0 | 0 | 0 | 0 | 0 | - | Inactive
| 0 | 2 | 5.5.2 | 2) For Hazardous Area, Zone-1, Exd or Exde, IECEx 02 Certified, Gas Group IIB+H2, Temperature Class min T3. | - | LIGHTING WORKS | 0 | 0 | 0 | 0 | 0 | 0 | 0 | 0 | 0 | 0 | 0 | - | 0 | 0 | 0 | 0 | 0 | 0 | 0 | - | Inactive
| 0 | 3 | 5.5.2.1 | LED 200 W or Mfr's Std (for 26000 lumem) | - | LIGHTING WORKS | 0 | 0 | 0 | 0 | 0 | 0 | 0 | 0 | 0 | 0 | 0 | - | 0 | 0 | 0 | 0 | 0 | 0 | 0 | - | Inactive
| 1 | 4 | 5.5.2.1.1 | LED lighting fixture 200W Explosion proof - - Bracket/Wall Type, c/w JB & Mounting accessories. | - | LIGHTING WORKS | 0 | 0 | 0 | 0 | 0 | 0 | 0 | 0 | 0 | 0 | 0 | - | 0 | 0 | 0 | 0 | 0 | 0 | 0 | - | Inactive
| 1 | 4 | 5.5.2.1.2 | LED lighting fixture 200W Explosion proof - - Pole Mounted Type, c/w Pole, JB & Mounting accessories. | - | LIGHTING WORKS | 0 | 0 | 0 | 0 | 0 | 0 | 0 | 0 | 0 | 0 | 0 | - | 0 | 0 | 0 | 0 | 0 | 0 | 0 | - | Inactive
| 1 | 4 | 5.5.2.1.3 | LED lighting fixture 200W Explosion proof - • w/ HDG Pole (H : 5 Meters), JB, MCB and Terminal Block. c/w base plate, 4 sets Anchor Bolt HDG (M24 x 750mml or Mfr Std) | - | LIGHTING WORKS | 0 | 0 | 0 | 0 | 0 | 0 | 0 | 0 | 0 | 0 | 0 | - | 0 | 0 | 0 | 0 | 0 | 0 | 0 | - | Inactive
| 1 | 4 | 5.5.2.1.4 | LED lighting fixture 200W Explosion proof - • w/ HDG Pole (H : 10 Meters), JB, MCB and Terminal Block. c/w base plate, 4 sets Anchor Bolt HDG (M24 x 750mml or Mfr Std) | - | LIGHTING WORKS | 0 | 0 | 0 | 0 | 0 | 0 | 0 | 0 | 0 | 0 | 0 | - | 0 | 0 | 0 | 0 | 0 | 0 | 0 | - | Inactive
| 0 | 2 | 5.5.3 | 3) For Hazardous Area, Zone-2, Ex nR, IECEx 02 Certified, Gas Group IIB+H2, Temperature Class min T3. | - | LIGHTING WORKS | 0 | 0 | 0 | 0 | 0 | 0 | 0 | 0 | 0 | 0 | 0 | - | 0 | 0 | 0 | 0 | 0 | 0 | 7 | - | Active
| 0 | 3 | 5.5.3.1 | LED 200 W or Mfr's Std (for 26000 lumem) | - | LIGHTING WORKS | 0 | 0 | 0 | 0 | 0 | 0 | 0 | 0 | 0 | 0 | 0 | - | 0 | 0 | 0 | 0 | 0 | 0 | 7 | - | Active
| 1 | 4 | 5.5.3.1.1 | LED lighting fixture 200W Explosion proof - - Bracket/Wall Type, c/w JB & Mounting accessories. | - | LIGHTING WORKS | 5 | 0 | 600777.899 | 150669.7302 | 73704.7338 | 0 | 3003889.4952 | 753348.651 | 368523.669 | 4125761.8152 | 57.7253 | MP20 | 7 | 0.50077 | 1 | 3.5054 | 17.5269 | 2.5038 | 5 | I.02.01 | Active
| 1 | 4 | 5.5.3.1.2 | LED lighting fixture 200W Explosion proof - - Pole Mounted Type, c/w Pole, JB & Mounting accessories. | - | LIGHTING WORKS | 0 | 0 | 0 | 0 | 0 | 0 | 0 | 0 | 0 | 0 | 0 | - | 0 | 0 | 0 | 0 | 0 | 0 | 0 | - | Inactive
| 1 | 4 | 5.5.3.1.3 | LED lighting fixture 200W Explosion proof - - Pendant Type, c/w JB, Pipe support size : 25mmDia (L= 600 mm) & Mounting accessories. | - | LIGHTING WORKS | 0 | 0 | 0 | 0 | 0 | 0 | 0 | 0 | 0 | 0 | 0 | - | 0 | 0 | 0 | 0 | 0 | 0 | 0 | - | Inactive
| 1 | 4 | 5.5.3.1.4 | LED lighting fixture 200W Explosion proof - • w/ HDG Pole (H : 5 Meters), JB, MCB and Terminal Block. c/w base plate, 4 sets Anchor Bolt HDG (M24 x 750mml or Mfr Std) | - | LIGHTING WORKS | 2 | 0 | 1006883.0504 | 252517.2946 | 123526.6032 | 0 | 2013766.1008 | 505034.5892 | 247053.2064 | 2765853.8964 | 38.6982 | MP20 | 7 | 0.80044 | 1 | 5.6031 | 11.2062 | 1.6009 | 2 | I.02.03 | Active
| 1 | 4 | 5.5.3.1.5 | LED lighting fixture 200W Explosion proof - • w/ HDG Pole (H : 10 Meters), JB, MCB and Terminal Block. c/w base plate, 4 sets Anchor Bolt HDG (M24 x 750mml or Mfr Std) | - | LIGHTING WORKS | 0 | 0 | 0 | 0 | 0 | 0 | 0 | 0 | 0 | 0 | 0 | - | 0 | 0 | 0 | 0 | 0 | 0 | 0 | - | Inactive
| 0 | 1 | 5.6 | FLOOD LIGHTING FIXTURES (FOR ESSENTIAL LIGHTING SYSTEM) | - | LIGHTING WORKS | 0 | 0 | 0 | 0 | 0 | 0 | 0 | 0 | 0 | 0 | 0 | - | 0 | 0 | 0 | 0 | 0 | 0 | 3 | - | Active
| 0 | 2 | 5.6.1 | 1) For Non-Hazardous Area, Industrial Type. (Weather Proof) | - | LIGHTING WORKS | 0 | 0 | 0 | 0 | 0 | 0 | 0 | 0 | 0 | 0 | 0 | - | 0 | 0 | 0 | 0 | 0 | 0 | 0 | - | Inactive
| 0 | 3 | 5.6.1.1 | LED 200 W or Mfr's Std (for 26000 lumem) | - | LIGHTING WORKS | 0 | 0 | 0 | 0 | 0 | 0 | 0 | 0 | 0 | 0 | 0 | - | 0 | 0 | 0 | 0 | 0 | 0 | 0 | - | Inactive
| 1 | 4 | 5.6.1.1.1 | LED lighting fixture 200W Weather proof - - Bracket/Wall Type, c/w JB & Mounting accessories. | - | LIGHTING WORKS | 0 | 0 | 0 | 0 | 0 | 0 | 0 | 0 | 0 | 0 | 0 | - | 0 | 0 | 0 | 0 | 0 | 0 | 0 | - | Inactive
| 1 | 4 | 5.6.1.1.2 | LED lighting fixture 200W Weather proof - - Pole Mounted Type, c/w Pole, JB & Mounting accessories. | - | LIGHTING WORKS | 0 | 0 | 0 | 0 | 0 | 0 | 0 | 0 | 0 | 0 | 0 | - | 0 | 0 | 0 | 0 | 0 | 0 | 0 | - | Inactive
| 1 | 4 | 5.6.1.1.3 | LED lighting fixture 200W Weather proof - • w/ HDG Pole (H : 5 Meters), JB, MCB and Terminal Block. c/w base plate, 4 sets Anchor Bolt HDG (M24 x 750mml or Mfr Std) | - | LIGHTING WORKS | 0 | 0 | 0 | 0 | 0 | 0 | 0 | 0 | 0 | 0 | 0 | - | 0 | 0 | 0 | 0 | 0 | 0 | 0 | - | Inactive
| 1 | 4 | 5.6.1.1.4 | LED lighting fixture 200W Weather proof - • w/ HDG Pole (H : 10 Meters), JB, MCB and Terminal Block. c/w base plate, 4 sets Anchor Bolt HDG (M24 x 750mml or Mfr Std) | - | LIGHTING WORKS | 0 | 0 | 0 | 0 | 0 | 0 | 0 | 0 | 0 | 0 | 0 | - | 0 | 0 | 0 | 0 | 0 | 0 | 0 | - | Inactive
| 0 | 2 | 5.6.2 | 2) For Hazardous Area, Zone-1, Exd or Exde, IECEx 02 Certified, Gas Group IIB+H2, Temperature Class min T3. | - | LIGHTING WORKS | 0 | 0 | 0 | 0 | 0 | 0 | 0 | 0 | 0 | 0 | 0 | - | 0 | 0 | 0 | 0 | 0 | 0 | 0 | - | Inactive
| 0 | 3 | 5.6.2.1 | LED 200 W or Mfr's Std (for 26000 lumem) | - | LIGHTING WORKS | 0 | 0 | 0 | 0 | 0 | 0 | 0 | 0 | 0 | 0 | 0 | - | 0 | 0 | 0 | 0 | 0 | 0 | 0 | - | Inactive
| 1 | 4 | 5.6.2.1.1 | LED lighting fixture 200W Explosion proof - - Bracket/Wall Type, c/w JB & Mounting accessories. | - | LIGHTING WORKS | 0 | 0 | 0 | 0 | 0 | 0 | 0 | 0 | 0 | 0 | 0 | - | 0 | 0 | 0 | 0 | 0 | 0 | 0 | - | Inactive
| 1 | 4 | 5.6.2.1.2 | LED lighting fixture 200W Explosion proof - - Pole Mounted Type, c/w Pole, JB & Mounting accessories. | - | LIGHTING WORKS | 0 | 0 | 0 | 0 | 0 | 0 | 0 | 0 | 0 | 0 | 0 | - | 0 | 0 | 0 | 0 | 0 | 0 | 0 | - | Inactive
| 1 | 4 | 5.6.2.1.3 | LED lighting fixture 200W Explosion proof - • w/ HDG Pole (H : 5 Meters), JB, MCB and Terminal Block. c/w base plate, 4 sets Anchor Bolt HDG (M24 x 750mml or Mfr Std) | - | LIGHTING WORKS | 0 | 0 | 0 | 0 | 0 | 0 | 0 | 0 | 0 | 0 | 0 | - | 0 | 0 | 0 | 0 | 0 | 0 | 0 | - | Inactive
| 1 | 4 | 5.6.2.1.4 | LED lighting fixture 200W Explosion proof - • w/ HDG Pole (H : 10 Meters), JB, MCB and Terminal Block. c/w base plate, 4 sets Anchor Bolt HDG (M24 x 750mml or Mfr Std) | - | LIGHTING WORKS | 0 | 0 | 0 | 0 | 0 | 0 | 0 | 0 | 0 | 0 | 0 | - | 0 | 0 | 0 | 0 | 0 | 0 | 0 | - | Inactive
| 0 | 2 | 5.6.3 | 3) For Hazardous Area, Zone-2, Ex nR, IECEx 02 Certified, Gas Group IIB+H2, Temperature Class min T3. | - | LIGHTING WORKS | 0 | 0 | 0 | 0 | 0 | 0 | 0 | 0 | 0 | 0 | 0 | - | 0 | 0 | 0 | 0 | 0 | 0 | 3 | - | Active
| 0 | 3 | 5.6.3.1 | LED 200 W or Mfr's Std (for 26000 lumem) | - | LIGHTING WORKS | 0 | 0 | 0 | 0 | 0 | 0 | 0 | 0 | 0 | 0 | 0 | - | 0 | 0 | 0 | 0 | 0 | 0 | 3 | - | Active
| 1 | 4 | 5.6.3.1.1 | LED lighting fixture 200W Explosion proof - - Bracket/Wall Type, c/w JB & Mounting accessories. | - | LIGHTING WORKS | 0 | 0 | 0 | 0 | 0 | 0 | 0 | 0 | 0 | 0 | 0 | - | 0 | 0 | 0 | 0 | 0 | 0 | 0 | - | Inactive
| 1 | 4 | 5.6.3.1.2 | LED lighting fixture 200W Explosion proof - - Pole Mounted Type, c/w Pole, JB & Mounting accessories. | - | LIGHTING WORKS | 0 | 0 | 0 | 0 | 0 | 0 | 0 | 0 | 0 | 0 | 0 | - | 0 | 0 | 0 | 0 | 0 | 0 | 0 | - | Inactive
| 1 | 4 | 5.6.3.1.3 | LED lighting fixture 200W Explosion proof - • w/ HDG Pole (H : 5 Meters), JB, MCB and Terminal Block. c/w base plate, 4 sets Anchor Bolt HDG (M24 x 750mml or Mfr Std) | - | LIGHTING WORKS | 3 | 0 | 0 | 0 | 0 | 0 | 3507972.9534 | 879768.9611 | 430366.0529 | 4818107.9674 | 66.0541 | MP20 | 7 | 0.80044 | 1 | 5.6031 | 16.8093 | 2.4013 | 3 | I.02.03 | Active
| 1 | 4 | 5.6.3.1.4 | LED lighting fixture 200W Explosion proof - • w/ HDG Pole (H : 10 Meters), JB, MCB and Terminal Block. c/w base plate, 4 sets Anchor Bolt HDG (M24 x 750mml or Mfr Std) | - | LIGHTING WORKS | 0 | 0 | 0 | 0 | 0 | 0 | 0 | 0 | 0 | 0 | 0 | - | 0 | 0 | 0 | 0 | 0 | 0 | 0 | - | Inactive
| 0 | 1 | 5.7 | Road Lighting (LED type) | - | LIGHTING WORKS | 0 | 0 | 0 | 0 | 0 | 0 | 0 | 0 | 0 | 0 | 0 | - | 0 | 0 | 0 | 0 | 0 | 0 | 0 | - | Inactive
| 1 | 2 | 5.7.1 | - LED Lamp, High power factor constant wattage or regulating type | - | LIGHTING WORKS | 0 | 0 | 0 | 0 | 0 | 0 | 0 | 0 | 0 | 0 | 0 | - | 0 | 0 | 0 | 0 | 0 | 0 | 0 | - | Inactive
| 0 | 2 | 5.7.2 | 1) For Non-Hazardous Area, Industrial Type. | - | LIGHTING WORKS | 0 | 0 | 0 | 0 | 0 | 0 | 0 | 0 | 0 | 0 | 0 | - | 0 | 0 | 0 | 0 | 0 | 0 | 0 | - | Inactive
| 1 | 3 | 5.7.2.1 | LED Road lighting fixture Weather proof - - 1 x LED 168 W or Mfr's Std (for 20000 lumen) | - | LIGHTING WORKS | 0 | 0 | 0 | 0 | 0 | 0 | 0 | 0 | 0 | 0 | 0 | - | 0 | 0 | 0 | 0 | 0 | 0 | 0 | - | Inactive
| 0 | 2 | 5.7.3 | 2) For Hazardous Area, Zone-1, Exd or Exde, IECEx 02 Certified, Gas Group IIB+H2, Temperature Class min T3. | - | LIGHTING WORKS | 0 | 0 | 0 | 0 | 0 | 0 | 0 | 0 | 0 | 0 | 0 | - | 0 | 0 | 0 | 0 | 0 | 0 | 0 | - | Inactive
| 1 | 3 | 5.7.3.1 | LED Road lighting fixture Explosion proof - - 1 x LED 168 W or Mfr's Std (for 20000 lumen) | - | LIGHTING WORKS | 0 | 0 | 0 | 0 | 0 | 0 | 0 | 0 | 0 | 0 | 0 | - | 0 | 0 | 0 | 0 | 0 | 0 | 0 | - | Inactive
| 0 | 2 | 5.7.4 | 3) For Hazardous Area, Zone-2, Ex nR, IECEx 02 Certified, Gas Group IIB+H2, Temperature Class min T3. | - | LIGHTING WORKS | 0 | 0 | 0 | 0 | 0 | 0 | 0 | 0 | 0 | 0 | 0 | - | 0 | 0 | 0 | 0 | 0 | 0 | 0 | - | Inactive
| 1 | 3 | 5.7.4.1 | LED Road lighting fixture Explosion proof - - 1 x LED 168 W or Mfr's Std (for 20000 lumen) | - | LIGHTING WORKS | 0 | 0 | 0 | 0 | 0 | 0 | 0 | 0 | 0 | 0 | 0 | - | 0 | 0 | 0 | 0 | 0 | 0 | 0 | - | Inactive
| 0 | 1 | 5.8 | Lighting Fixture for Minaret Tower | - | LIGHTING WORKS | 0 | 0 | 0 | 0 | 0 | 0 | 0 | 0 | 0 | 0 | 0 | - | 0 | 0 | 0 | 0 | 0 | 0 | 0 | - | Inactive
| 1 | 2 | 5.8.1 | LED Road lighting fixture Weather proof - Minaret Tower Lamp | - | LIGHTING WORKS | 0 | 0 | 0 | 0 | 0 | 0 | 0 | 0 | 0 | 0 | 0 | - | 0 | 0 | 0 | 0 | 0 | 0 | 0 | - | Inactive
| 0 | 1 | 5.9 | Aircraft warning lighting (ACWL) Package | - | LIGHTING WORKS | 0 | 0 | 0 | 0 | 0 | 0 | 0 | 0 | 0 | 0 | 0 | - | 0 | 0 | 0 | 0 | 0 | 0 | 912 | - | Active
| 1 | 2 | 5.9.1 | Aircraft warning lighting (ACWL) | - | LIGHTING WORKS | 4 | 0 | 0 | 0 | 0 | 0 | 23391649.5791 | 5866419.7099 | 2869739.6783 | 32127808.9672 | 440.4578 | MP20 | 7 | 1 | 1 | 7.0002 | 28.0008 | 4.0001 | 4 | I.04.01 | Active
| 1 | 2 | 5.9.2 | Aircraft warning light Control Panel | - | LIGHTING WORKS | 1 | 0 | 0 | 0 | 0 | 0 | 5847912.3948 | 1466604.9275 | 717434.9196 | 8031952.2418 | 110.1144 | MP20 | 7 | 2.0009 | 1 | 14.006 | 14.006 | 2.0009 | 1 | I.04.02 | Active
| 1 | 2 | 5.9.3 | Junction Box | - | LIGHTING WORKS | 0 | 0 | 0 | 0 | 0 | 0 | 0 | 0 | 0 | 0 | 0 | - | 0 | 0 | 0 | 0 | 0 | 0 | 0 | - | Inactive
| 0 | 2 | 5.9.4 | Junction Box, Small size(<=300mm x 300mm) | - | LIGHTING WORKS | 0 | 0 | 0 | 0 | 0 | 0 | 0 | 0 | 0 | 0 | 0 | - | 0 | 0 | 0 | 0 | 0 | 0 | 439 | - | Active
| 1 | 3 | 5.9.4.1 | 1) JB (Non Metallic), for Outdoor used, Non Hazardous area, Min. IP 55, Weather Proof. - size of box 300 mm (L) x 300 mm (H) x 200 mm (d) or equal/Mfr's std., | - | LIGHTING WORKS | 0 | 0 | 0 | 0 | 0 | 0 | 0 | 0 | 0 | 0 | 0 | - | 0 | 0 | 0 | 0 | 0 | 0 | 0 | - | Inactive
| 1 | 3 | 5.9.4.2 | 2) JB (Non Metallic), for Outdoor used, Hazardous Area Zone-2, Exe. - size of box 300 mm (L) x 300 mm (H) x 200 mm (d) or equal/Mfr's std., | - | LIGHTING WORKS | 439 | 0 | 0 | 0 | 0 | 0 | 64237559.3104 | 16110183.0729 | 7880791.671 | 88228534.0543 | 1209.5717 | MP20 | 7 | 0.15094 | 1 | 1.0566 | 463.8379 | 66.2626 | 439 | I.03.02 | Active
| 0 | 2 | 5.9.5 | Junction Box, Large size(>300mm x 300mm) | - | LIGHTING WORKS | 0 | 0 | 0 | 0 | 0 | 0 | 0 | 0 | 0 | 0 | 0 | - | 0 | 0 | 0 | 0 | 0 | 0 | 468 | - | Active
| 0 | 3 | 5.9.5.1 | 3) JB (Stainlees Steel, 316SS), for Outdoor used, Non Hazardous area, Min. IP 55, Weather Proof. c/w Terminal Blocks & Removable Plate. | - | LIGHTING WORKS | 0 | 0 | 0 | 0 | 0 | 0 | 0 | 0 | 0 | 0 | 0 | - | 0 | 0 | 0 | 0 | 0 | 0 | 64 | - | Active
| 1 | 4 | 5.9.5.1.1 | Junction box - - 300mm(W) x 400mm(L) x 250 mm(D) or equal/Mfr's Std | - | LIGHTING WORKS | 24 | 0 | 0 | 0 | 0 | 0 | 4672145.9448 | 1171731.9791 | 573188.7453 | 6417066.6692 | 87.975 | MP20 | 7 | 0.15094 | 1 | 1.0566 | 25.3579 | 3.6226 | 24 | I.03.02 | Active
| 1 | 4 | 5.9.5.1.2 | Junction box - - 400mm(W) x 600mm(L) x 250 mm(D) or equal/Mfr's Std | - | LIGHTING WORKS | 40 | 0 | 623983.6528 | 156489.591 | 76551.6978 | 0 | 24959346.1102 | 6259583.6411 | 3062067.9107 | 34280997.662 | 479.6397 | MP20 | 7 | 0.15094 | 1 | 1.0566 | 42.2631 | 6.0376 | 40 | I.03.02 | Active
| 0 | 3 | 5.9.5.2 | 4) JB (Stainlees Steel, 316SS)), for Outdoor used, Hazardous Area Zone-2, Exe. c/w Terminal Blocks & Removable Plate. | - | LIGHTING WORKS | 0 | 0 | 0 | 0 | 0 | 0 | 0 | 0 | 0 | 0 | 0 | - | 0 | 0 | 0 | 0 | 0 | 0 | 404 | - | Active
| 1 | 4 | 5.9.5.2.1 | Junction box - - 300mm(W) x 400mm(L) x 250 mm(D) or equal/Mfr's Std | - | LIGHTING WORKS | 70 | 0 | 311991.3307 | 78244.7955 | 38275.8489 | 0 | 21839393.1474 | 5477135.6859 | 2679309.4218 | 29995838.2551 | 419.6841 | MP20 | 7 | 0.15094 | 1 | 1.0566 | 73.9605 | 10.5658 | 70 | I.03.02 | Active
| 1 | 4 | 5.9.5.2.2 | Junction box - - 400mm(W) x 600mm(L) x 250 mm(D) or equal/Mfr's Std | - | LIGHTING WORKS | 334 | 0 | 623983.6528 | 156489.591 | 76551.6978 | 0 | 208410540.0205 | 52267523.403 | 25568267.054 | 286246330.4774 | 4004.9913 | MP20 | 7 | 0.15094 | 1 | 1.0566 | 352.8972 | 50.4139 | 334 | I.03.02 | Active
| 0 | 2 | 5.9.6 | 5) JB Round Type, for Outdoor used, Non Hazardous area, Min. IP 55, Weather Proof. Die-cast iron/Alluminium Alloy or equal. c/w 2ea Blind Plug. | - | LIGHTING WORKS | 0 | 0 | 0 | 0 | 0 | 0 | 0 | 0 | 0 | 0 | 0 | - | 0 | 0 | 0 | 0 | 0 | 0 | 0 | - | Inactive
| 1 | 3 | 5.9.6.1 | Junction box Round type - - M20 x 4 Way | - | LIGHTING WORKS | 0 | 0 | 0 | 0 | 0 | 0 | 0 | 0 | 0 | 0 | 0 | - | 0 | 0 | 0 | 0 | 0 | 0 | 0 | - | Inactive
| 1 | 3 | 5.9.6.2 | Junction box Round type - - M25 x 4 Way | - | LIGHTING WORKS | 0 | 0 | 0 | 0 | 0 | 0 | 0 | 0 | 0 | 0 | 0 | - | 0 | 0 | 0 | 0 | 0 | 0 | 0 | - | Inactive
| 0 | 2 | 5.9.7 | 6) JB Round Type, for Outdoor used, Hazardous Area Zone-2, Exe. Die-cast iron/Alluminium Alloy or equal. c/w 2ea Blind Plug | - | LIGHTING WORKS | 0 | 0 | 0 | 0 | 0 | 0 | 0 | 0 | 0 | 0 | 0 | - | 0 | 0 | 0 | 0 | 0 | 0 | 0 | - | Inactive
| 1 | 3 | 5.9.7.1 | Junction box Round type - - M20 x 4 Way | - | LIGHTING WORKS | 0 | 0 | 0 | 0 | 0 | 0 | 0 | 0 | 0 | 0 | 0 | - | 0 | 0 | 0 | 0 | 0 | 0 | 0 | - | Inactive
| 1 | 3 | 5.9.7.2 | Junction box Round type - - M25 x 4 Way | - | LIGHTING WORKS | 0 | 0 | 0 | 0 | 0 | 0 | 0 | 0 | 0 | 0 | 0 | - | 0 | 0 | 0 | 0 | 0 | 0 | 0 | - | Inactive
| 0 | 1 | 5.10 | Tumbler Switch | - | LIGHTING WORKS | 0 | 0 | 0 | 0 | 0 | 0 | 0 | 0 | 0 | 0 | 0 | - | 0 | 0 | 0 | 0 | 0 | 0 | 9 | - | Active
| 0 | 2 | 5.10.1 | 1) For Non-Hazardous Area, Industrial Type. | - | LIGHTING WORKS | 0 | 0 | 0 | 0 | 0 | 0 | 0 | 0 | 0 | 0 | 0 | - | 0 | 0 | 0 | 0 | 0 | 0 | 0 | - | Inactive
| 1 | 3 | 5.10.1.1 | Tumbler Switch Weather proof - - 1 Gang 1Way | - | LIGHTING WORKS | 0 | 0 | 0 | 0 | 0 | 0 | 0 | 0 | 0 | 0 | 0 | - | 0 | 0 | 0 | 0 | 0 | 0 | 0 | - | Inactive
| 1 | 3 | 5.10.1.2 | Tumbler Switch Weather proof - - 1 Gang 2Way | - | LIGHTING WORKS | 0 | 0 | 0 | 0 | 0 | 0 | 0 | 0 | 0 | 0 | 0 | - | 0 | 0 | 0 | 0 | 0 | 0 | 0 | - | Inactive
| 0 | 2 | 5.10.2 | 2) For Hazardous Area, Zone-1, Exd or Exde Certified, Gas Group IIB+H2, Temperature Class min T3. | - | LIGHTING WORKS | 0 | 0 | 0 | 0 | 0 | 0 | 0 | 0 | 0 | 0 | 0 | - | 0 | 0 | 0 | 0 | 0 | 0 | 0 | - | Inactive
| 1 | 3 | 5.10.2.1 | Tumbler Switch Explosion proof - - 1 Gang 1Way | - | LIGHTING WORKS | 0 | 0 | 0 | 0 | 0 | 0 | 0 | 0 | 0 | 0 | 0 | - | 0 | 0 | 0 | 0 | 0 | 0 | 0 | - | Inactive
| 1 | 3 | 5.10.2.2 | Tumbler Switch Explosion proof - - 1 Gang 2Way | - | LIGHTING WORKS | 0 | 0 | 0 | 0 | 0 | 0 | 0 | 0 | 0 | 0 | 0 | - | 0 | 0 | 0 | 0 | 0 | 0 | 0 | - | Inactive
| 0 | 2 | 5.10.3 | For Hazardous Area, Zone-2, Exde Certified, Gas Group IIB+H2, Temperature Class min T3. | - | LIGHTING WORKS | 0 | 0 | 0 | 0 | 0 | 0 | 0 | 0 | 0 | 0 | 0 | - | 0 | 0 | 0 | 0 | 0 | 0 | 9 | - | Active
| 1 | 3 | 5.10.3.1 | Tumbler Switch Explosion proof - - 1 Gang 1Way | - | LIGHTING WORKS | 9 | 0 | 0 | 0 | 0 | 0 | 1357549.9763 | 340461.8582 | 166547.392 | 1864559.2265 | 25.5623 | MP20 | 7 | 0.15094 | 1 | 1.0566 | 9.5092 | 1.3585 | 9 | I.03.01 | Active
| 1 | 3 | 5.10.3.2 | Tumbler Switch Explosion proof - - 1 Gang 2Way | - | LIGHTING WORKS | 0 | 0 | 0 | 0 | 0 | 0 | 0 | 0 | 0 | 0 | 0 | - | 0 | 0 | 0 | 0 | 0 | 0 | 0 | - | Inactive
| 0 | 1 | 5.11 | Convenience Socket Outlet | - | LIGHTING WORKS | 0 | 0 | 0 | 0 | 0 | 0 | 0 | 0 | 0 | 0 | 0 | - | 0 | 0 | 0 | 0 | 0 | 0 | 47 | - | Active
| 0 | 2 | 5.11.1 | 220V Socket Outlet, Outdoor used : | - | LIGHTING WORKS | 0 | 0 | 0 | 0 | 0 | 0 | 0 | 0 | 0 | 0 | 0 | - | 0 | 0 | 0 | 0 | 0 | 0 | 47 | - | Active
| 1 | 3 | 5.11.1.1 | 220V Socket Outlet, Outdoor used - 1) For Non-Hazardous Area, Industrial Type. c/w Plug | - | LIGHTING WORKS | 0 | 0 | 0 | 0 | 0 | 0 | 0 | 0 | 0 | 0 | 0 | - | 0 | 0 | 0 | 0 | 0 | 0 | 0 | - | Inactive
| 1 | 3 | 5.11.1.2 | 220V Socket Outlet, Outdoor used - 2) For Hazardous Area, Zone-1, Exd or Exde Certified, Gas Group IIB, Temperature Class min T3. c/w Plug. | - | LIGHTING WORKS | 0 | 0 | 0 | 0 | 0 | 0 | 0 | 0 | 0 | 0 | 0 | - | 0 | 0 | 0 | 0 | 0 | 0 | 0 | - | Inactive
| 1 | 3 | 5.11.1.3 | 220V Socket Outlet, Outdoor used - 3) For Hazardous Area, Zone-2, Exd Certified, Gas Group IIB, Temperature Class min T3. c/w Plug. | - | LIGHTING WORKS | 47 | 0 | 194672.7477 | 48822.1658 | 23882.8644 | 0 | 9149619.1419 | 2294641.7924 | 1122494.6261 | 12566755.5604 | 175.8267 | MP20 | 7 | 0.15094 | 1 | 1.0566 | 49.6592 | 7.0942 | 47 | I.03.03 | Active
| 0 | 1 | 5.12 | Welding Socket Outlet | - | LIGHTING WORKS | 0 | 0 | 0 | 0 | 0 | 0 | 0 | 0 | 0 | 0 | 0 | - | 0 | 0 | 0 | 0 | 0 | 0 | 7 | - | Active
| 0 | 2 | 5.12.1 | 380V Power Outlet/Welding Outlet, Outdoor used : | - | LIGHTING WORKS | 0 | 0 | 0 | 0 | 0 | 0 | 0 | 0 | 0 | 0 | 0 | - | 0 | 0 | 0 | 0 | 0 | 0 | 7 | - | Active
| 1 | 3 | 5.12.1.1 | 380V Power Outlet/Welding Outlet, Outdoor used - 1) For Non-Hazardous Area, Industrial Type. c/w Integral Switch & Plug. | - | LIGHTING WORKS | 2 | 0 | 116674.1715 | 29260.9669 | 14313.9022 | 0 | 233348.343 | 58521.9338 | 28627.8043 | 320498.0811 | 4.4842 | MP20 | 7 | 0.15094 | 1 | 1.0566 | 2.1132 | 0.30188 | 2 | I.03.03 | Active
| 1 | 3 | 5.12.1.2 | 380V Power Outlet/Welding Outlet, Outdoor used - 2) For Hazardous Area, Zone-1, Exd or Exde Certified, Gas Group IIB, Temperature Class min T3. c/w Integral Switch & Plug. | - | LIGHTING WORKS | 0 | 0 | 0 | 0 | 0 | 0 | 0 | 0 | 0 | 0 | 0 | - | 0 | 0 | 0 | 0 | 0 | 0 | 0 | - | Inactive
| 1 | 3 | 5.12.1.3 | 380V Power Outlet/Welding Outlet, Outdoor used - 3) For Hazardous Area, Zone-2, Exd Certified, Gas Group IIB, Temperature Class min T3. c/w Integral Switch & Plug. | - | LIGHTING WORKS | 5 | 0 | 194672.7477 | 48822.1658 | 23882.8644 | 0 | 973363.7385 | 244110.829 | 119414.3219 | 1336888.8894 | 18.705 | MP20 | 7 | 0.15094 | 1 | 1.0566 | 5.2829 | 0.7547 | 5 | I.03.03 | Active
| 0 | 0 | 6 | Cable Tray | - | CABLE TRAY AND ACCESSORIES | 0 | 0 | 0 | 0 | 0 | 0 | 0 | 0 | 0 | 0 | 0 | - | 0 | 0 | 0 | 0 | 0 | 0 | 99133.3333 | - | Active
| 0 | 1 | 6.1 | Ladder Type Cable Tray | - | CABLE TRAY AND ACCESSORIES | 0 | 0 | 0 | 0 | 0 | 0 | 0 | 0 | 0 | 0 | 0 | - | 0 | 0 | 0 | 0 | 0 | 0 | 50639 | - | Active
| 0 | 2 | 6.1.1 | Straight | - | CABLE TRAY AND ACCESSORIES | 0 | 0 | 0 | 0 | 0 | 0 | 0 | 0 | 0 | 0 | 0 | - | 0 | 0 | 0 | 0 | 0 | 0 | 11196 | - | Active
| 0 | 3 | 6.1.1.1 | - 316L SS Fixing Hardware (Bolts, Nuts and Washer and etc.) | - | CABLE TRAY AND ACCESSORIES | 0 | 0 | 0 | 0 | 0 | 0 | 0 | 0 | 0 | 0 | 0 | - | 0 | 0 | 0 | 0 | 0 | 0 | 724 | - | Active
| 1 | 4 | 6.1.1.1.1 | Cable Tray, Ladder Type, Straight - (W)900mm X (H)150mm | - | CABLE TRAY AND ACCESSORIES | 189 | 0 | 0 | 0 | 0 | 0 | 25828336.997 | 6477505.0963 | 3168670.8947 | 35474512.9881 | 486.3388 | MP21 | 7.5 | 0.25011 | 1 | 1.8758 | 354.5277 | 47.2704 | 189 | J.01.01.01 | Active
| 1 | 4 | 6.1.1.1.2 | Cable Tray, Ladder Type, Straight - (W)600mm X (H)150mm | - | CABLE TRAY AND ACCESSORIES | 302 | 0 | 101204.3299 | 25381.0597 | 12415.9262 | 0 | 30563707.6409 | 7665080.0299 | 3749609.7086 | 41978397.3794 | 587.3378 | MP21 | 7.5 | 0.20009 | 1 | 1.5006 | 453.1952 | 60.426 | 302 | J.01.01.02 | Active
| 1 | 4 | 6.1.1.1.3 | Cable Tray, Ladder Type, Straight - (W)450mm X (H)150mm | - | CABLE TRAY AND ACCESSORIES | 30 | 0 | 81866.0366 | 20531.1757 | 10043.4562 | 0 | 2455981.0982 | 615935.2705 | 301303.6865 | 3373220.0551 | 47.1962 | MP21 | 7.5 | 0.15006 | 1 | 1.1255 | 33.7645 | 4.5019 | 30 | J.01.01.03 | Active
| 1 | 4 | 6.1.1.1.4 | Cable Tray, Ladder Type, Straight - (W)300mm X (H)150mm | - | CABLE TRAY AND ACCESSORIES | 203 | 0 | 52858.5966 | 13256.3497 | 6484.7513 | 0 | 10730295.112 | 2691038.9796 | 1316404.5052 | 14737738.5968 | 206.2023 | MP21 | 7.5 | 0.15006 | 1 | 1.1255 | 228.4734 | 30.4631 | 203 | J.01.01.04 | Active
| 1 | 4 | 6.1.1.1.5 | Cable Tray, Ladder Type, Straight - (W)150mm X (H)150mm | - | CABLE TRAY AND ACCESSORIES | 0 | 0 | 0 | 0 | 0 | 0 | 0 | 0 | 0 | 0 | 0 | - | 0 | 0 | 0 | 0 | 0 | 0 | 0 | - | Inactive
| 0 | 3 | 6.1.1.2 | - Length of Span : Outdoor 6M (without Cover) | - | CABLE TRAY AND ACCESSORIES | 0 | 0 | 0 | 0 | 0 | 0 | 0 | 0 | 0 | 0 | 0 | - | 0 | 0 | 0 | 0 | 0 | 0 | 10472 | - | Active
| 1 | 4 | 6.1.1.2.1 | Cable Tray, Ladder Type, Straight - (W)900mm X (H)150mm | - | CABLE TRAY AND ACCESSORIES | 1663 | 0 | 136657.8677 | 34272.5137 | 16765.4545 | 0 | 227262034.0004 | 56995190.3451 | 27880950.7828 | 312138175.1283 | 4367.2574 | MP21 | 7.5 | 0.25011 | 1 | 1.8758 | 3119.4686 | 415.9291 | 1663 | J.01.01.01 | Active
| 1 | 4 | 6.1.1.2.2 | Cable Tray, Ladder Type, Straight - (W)600mm X (H)150mm | - | CABLE TRAY AND ACCESSORIES | 496 | 0 | 101204.3299 | 25381.0597 | 12415.9262 | 0 | 50197347.6487 | 12589005.612 | 6158299.3889 | 68944652.6496 | 964.6342 | MP22 | 7.5 | 0.20009 | 1 | 1.5006 | 744.3206 | 99.2427 | 496 | J.01.01.02 | Active
| 1 | 4 | 6.1.1.2.3 | Cable Tray, Ladder Type, Straight - (W)450mm X (H)150mm | - | CABLE TRAY AND ACCESSORIES | 62 | 0 | 0 | 0 | 0 | 0 | 5075694.2696 | 1272932.8923 | 622694.2853 | 6971321.4472 | 95.5733 | MP21 | 7.5 | 0.15006 | 1 | 1.1255 | 69.7801 | 9.304 | 62 | J.01.01.03 | Active
| 1 | 4 | 6.1.1.2.4 | Cable Tray, Ladder Type, Straight - (W)300mm X (H)150mm | - | CABLE TRAY AND ACCESSORIES | 8251 | 0 | 52858.5966 | 13256.3497 | 6484.7513 | 0 | 436136280.6374 | 109378140.9877 | 53505682.6221 | 599020104.2473 | 8381.1597 | MP21 | 7.5 | 0.15006 | 1 | 1.1255 | 9286.3746 | 1238.1833 | 8251 | J.01.01.04 | Active
| 1 | 4 | 6.1.1.2.5 | Cable Tray, Ladder Type, Straight - (W)150mm X (H)150mm | - | CABLE TRAY AND ACCESSORIES | 0 | 0 | 0 | 0 | 0 | 0 | 0 | 0 | 0 | 0 | 0 | - | 0 | 0 | 0 | 0 | 0 | 0 | 0 | - | Inactive
| 0 | 2 | 6.1.2 | Cover for Straight | - | CABLE TRAY AND ACCESSORIES | 0 | 0 | 0 | 0 | 0 | 0 | 0 | 0 | 0 | 0 | 0 | - | 0 | 0 | 0 | 0 | 0 | 0 | 39443 | - | Active
| 0 | 3 | 6.1.2.1 | Ventilated, Louvered Type Cover for Ladder Tray | - | CABLE TRAY AND ACCESSORIES | 0 | 0 | 0 | 0 | 0 | 0 | 0 | 0 | 0 | 0 | 0 | - | 0 | 0 | 0 | 0 | 0 | 0 | 8226 | - | Active
| 0 | 4 | 6.1.2.1.1 | - 316L SS Fixing Hardware (Bolts, Nuts and Washer and etc.) | - | CABLE TRAY AND ACCESSORIES | 0 | 0 | 0 | 0 | 0 | 0 | 0 | 0 | 0 | 0 | 0 | - | 0 | 0 | 0 | 0 | 0 | 0 | 908 | - | Active
| 1 | 5 | 6.1.2.1.1.1 | Cable Tray, Ladder Type, Cover - (W)900mm | - | CABLE TRAY AND ACCESSORIES | 0 | 0 | 0 | 0 | 0 | 0 | 0 | 0 | 0 | 0 | 0 | - | 0 | 0 | 0 | 0 | 0 | 0 | 0 | - | Inactive
| 1 | 5 | 6.1.2.1.1.2 | Cable Tray, Ladder Type, Cover - (W)600mm | - | CABLE TRAY AND ACCESSORIES | 0 | 0 | 0 | 0 | 0 | 0 | 0 | 0 | 0 | 0 | 0 | - | 0 | 0 | 0 | 0 | 0 | 0 | 0 | - | Inactive
| 1 | 5 | 6.1.2.1.1.3 | Cable Tray, Ladder Type, Cover - (W)450mm | - | CABLE TRAY AND ACCESSORIES | 0 | 0 | 0 | 0 | 0 | 0 | 0 | 0 | 0 | 0 | 0 | - | 0 | 0 | 0 | 0 | 0 | 0 | 0 | - | Inactive
| 1 | 5 | 6.1.2.1.1.4 | Cable Tray, Ladder Type, Cover - (W)300mm | - | CABLE TRAY AND ACCESSORIES | 908 | 0 | 0 | 0 | 0 | 0 | 24582478.4042 | 6165172.5655 | 3015883.8285 | 33763534.7983 | 462.8885 | MP22 | 7.5 | 0.1 | 1 | 0.75 | 681 | 90.8 | 908 | J.01.02.04 | Active
| 1 | 5 | 6.1.2.1.1.5 | Cable Tray, Ladder Type, Cover - (W)150mm | - | CABLE TRAY AND ACCESSORIES | 0 | 0 | 0 | 0 | 0 | 0 | 0 | 0 | 0 | 0 | 0 | - | 0 | 0 | 0 | 0 | 0 | 0 | 0 | - | Inactive
| 0 | 4 | 6.1.2.1.2 | - Length of Span : 3M | - | CABLE TRAY AND ACCESSORIES | 0 | 0 | 0 | 0 | 0 | 0 | 0 | 0 | 0 | 0 | 0 | - | 0 | 0 | 0 | 0 | 0 | 0 | 7318 | - | Active
| 1 | 5 | 6.1.2.1.2.1 | Cable Tray, Ladder Type, Cover - (W)900mm | - | CABLE TRAY AND ACCESSORIES | 1663 | 0 | 78642.9877 | 19722.8617 | 9648.0446 | 0 | 130783288.5753 | 32799118.9722 | 16044698.092 | 179627105.6394 | 2513.2411 | MP22 | 7.5 | 0.1 | 1 | 0.75 | 1247.25 | 166.3 | 1663 | J.01.02.01 | Active
| 1 | 5 | 6.1.2.1.2.2 | Cable Tray, Ladder Type, Cover - (W)600mm | - | CABLE TRAY AND ACCESSORIES | 496 | 0 | 71551.487 | 17944.5709 | 8778.1389 | 0 | 35489537.5728 | 8900507.1525 | 4353956.8928 | 48744001.618 | 681.9967 | MP22 | 7.5 | 0.1 | 1 | 0.75 | 372 | 49.6 | 496 | J.01.02.02 | Active
| 1 | 5 | 6.1.2.1.2.3 | Cable Tray, Ladder Type, Cover - (W)450mm | - | CABLE TRAY AND ACCESSORIES | 62 | 0 | 0 | 0 | 0 | 0 | 2757652.9223 | 691593.4612 | 338314.218 | 3787560.6015 | 51.9257 | MP22 | 7.5 | 0.1 | 1 | 0.75 | 46.5 | 6.2 | 62 | J.01.02.03 | Active
| 1 | 5 | 6.1.2.1.2.4 | Cable Tray, Ladder Type, Cover - (W)300mm | - | CABLE TRAY AND ACCESSORIES | 5097 | 0 | 27073.2141 | 6789.8376 | 3321.458 | 0 | 137992172.2757 | 34607802.3858 | 16929471.2269 | 189529445.8884 | 2651.7731 | MP22 | 7.5 | 0.1 | 1 | 0.75 | 3822.75 | 509.7 | 5097 | J.01.02.04 | Active
| 1 | 5 | 6.1.2.1.2.5 | Cable Tray, Ladder Type, Cover - - (W)300mm (FOR F/A,TEL) -> All OCs requested to divide this quantities by purposes as below. | - | CABLE TRAY AND ACCESSORIES | 0 | 0 | 0 | 0 | 0 | 0 | 0 | 0 | 0 | 0 | 0 | - | 0 | 0 | 0 | 0 | 0 | 0 | 0 | - | Inactive
| 1 | 5 | 6.1.2.1.2.6 | Cable Tray, Ladder Type, Cover - (W)150mm | - | CABLE TRAY AND ACCESSORIES | 0 | 0 | 0 | 0 | 0 | 0 | 0 | 0 | 0 | 0 | 0 | - | 0 | 0 | 0 | 0 | 0 | 0 | 0 | - | Inactive
| 0 | 3 | 6.1.2.2 | Fitting with Ventilated, Louvered Type Cover for Ladder Tray | - | CABLE TRAY AND ACCESSORIES | 0 | 0 | 0 | 0 | 0 | 0 | 0 | 0 | 0 | 0 | 0 | - | 0 | 0 | 0 | 0 | 0 | 0 | 31217 | - | Active
| 0 | 4 | 6.1.2.2.1 | Horizontal Elbow | - | CABLE TRAY AND ACCESSORIES | 0 | 0 | 0 | 0 | 0 | 0 | 0 | 0 | 0 | 0 | 0 | - | 0 | 0 | 0 | 0 | 0 | 0 | 264 | - | Active
| 0 | 5 | 6.1.2.2.1.1 | 90° Horizontal Elbow (R : 600mm) | - | CABLE TRAY AND ACCESSORIES | 0 | 0 | 0 | 0 | 0 | 0 | 0 | 0 | 0 | 0 | 0 | - | 0 | 0 | 0 | 0 | 0 | 0 | 188 | - | Active
| 0 | 6 | 6.1.2.2.1.1.1 | 1) Body | - | CABLE TRAY AND ACCESSORIES | 0 | 0 | 0 | 0 | 0 | 0 | 0 | 0 | 0 | 0 | 0 | - | 0 | 0 | 0 | 0 | 0 | 0 | 101 | - | Active
| 1 | 7 | 6.1.2.2.1.1.1.1 | Cable Tray, Ladder Type, 90° Horizontal Elbow (R : 600mm) - (W)900mm X (H)150mm | - | CABLE TRAY AND ACCESSORIES | 20 | 0 | 147615.8374 | 37020.7813 | 18109.8541 | 0 | 2952316.7474 | 740415.627 | 362197.0824 | 4054929.4567 | 56.7342 | MP22 | 7.5 | 0.25011 | 1 | 1.8758 | 37.5162 | 5.0022 | 20 | J.01.01.01 | Active
| 1 | 7 | 6.1.2.2.1.1.1.2 | Cable Tray, Ladder Type, 90° Horizontal Elbow (R : 600mm) - (W)600mm X (H)150mm | - | CABLE TRAY AND ACCESSORIES | 21 | 0 | 109583.6622 | 27482.6761 | 13443.9965 | 0 | 2301256.9063 | 577136.1983 | 282323.9267 | 3160717.0313 | 44.2229 | MP22 | 7.5 | 0.20009 | 1 | 1.5006 | 31.5136 | 4.2018 | 21 | J.01.01.02 | Active
| 1 | 7 | 6.1.2.2.1.1.1.3 | Cable Tray, Ladder Type, 90° Horizontal Elbow (R : 600mm) - (W)450mm X (H)150mm | - | CABLE TRAY AND ACCESSORIES | 2 | 0 | 0 | 0 | 0 | 0 | 177913.0918 | 44618.933 | 21826.7237 | 244358.7485 | 3.35 | MP22 | 7.5 | 0.15006 | 1 | 1.1255 | 2.251 | 0.30013 | 2 | J.01.01.03 | Active
| 1 | 7 | 6.1.2.2.1.1.1.4 | Cable Tray, Ladder Type, 90° Horizontal Elbow (R : 600mm) - (W)300mm X (H)150mm | - | CABLE TRAY AND ACCESSORIES | 58 | 0 | 56726.057 | 14226.3265 | 6959.2453 | 0 | 3290111.3058 | 825126.9345 | 403636.2246 | 4518874.4649 | 63.2255 | MP22 | 7.5 | 0.15006 | 1 | 1.1255 | 65.2781 | 8.7037 | 58 | J.01.01.04 | Active
| 1 | 7 | 6.1.2.2.1.1.1.5 | Cable Tray, Ladder Type, 90° Horizontal Elbow (R : 600mm) - (W)150mm X (H)150mm | - | CABLE TRAY AND ACCESSORIES | 0 | 0 | 0 | 0 | 0 | 0 | 0 | 0 | 0 | 0 | 0 | - | 0 | 0 | 0 | 0 | 0 | 0 | 0 | - | Inactive
| 0 | 6 | 6.1.2.2.1.1.2 | 2) Solid cover | - | CABLE TRAY AND ACCESSORIES | 0 | 0 | 0 | 0 | 0 | 0 | 0 | 0 | 0 | 0 | 0 | - | 0 | 0 | 0 | 0 | 0 | 0 | 87 | - | Active
| 1 | 7 | 6.1.2.2.1.1.2.1 | Cable Tray, Ladder Type, 90° Horizontal Elbow (R : 600mm) Cover - (W)900mm | - | CABLE TRAY AND ACCESSORIES | 18 | 0 | 92824.0063 | 23279.4433 | 11387.8559 | 0 | 1670832.1128 | 419029.9793 | 204981.4056 | 2294843.4977 | 32.1081 | MP22 | 7.5 | 0.1 | 1 | 0.75 | 13.5 | 1.8 | 18 | J.01.02.01 | Active
| 1 | 7 | 6.1.2.2.1.1.2.2 | Cable Tray, Ladder Type, 90° Horizontal Elbow (R : 600mm) Cover - (W)600mm | - | CABLE TRAY AND ACCESSORIES | 12 | 0 | 84443.6826 | 21177.8269 | 10359.7855 | 0 | 1013324.1911 | 254133.9226 | 124317.4265 | 1391775.5403 | 19.4729 | MP22 | 7.5 | 0.1 | 1 | 0.75 | 9 | 1.2 | 12 | J.01.02.02 | Active
| 1 | 7 | 6.1.2.2.1.1.2.3 | Cable Tray, Ladder Type, 90° Horizontal Elbow (R : 600mm) Cover - (W)450mm | - | CABLE TRAY AND ACCESSORIES | 2 | 0 | 0 | 0 | 0 | 0 | 105717.1932 | 26512.6993 | 12969.5025 | 145199.395 | 1.9906 | MP22 | 7.5 | 0.1 | 1 | 0.75 | 1.5 | 0.2 | 2 | J.01.02.03 | Active
| 1 | 7 | 6.1.2.2.1.1.2.4 | Cable Tray, Ladder Type, 90° Horizontal Elbow (R : 600mm) Cover - (W)300mm | - | CABLE TRAY AND ACCESSORIES | 55 | 0 | 31586.0774 | 7921.4772 | 3875.0343 | 0 | 1737234.2563 | 435681.2477 | 213126.8858 | 2386042.3898 | 33.3841 | MP22 | 7.5 | 0.1 | 1 | 0.75 | 41.25 | 5.5 | 55 | J.01.02.04 | Active
| 1 | 7 | 6.1.2.2.1.1.2.5 | Cable Tray, Ladder Type, 90° Horizontal Elbow (R : 600mm) Cover - (W)150mm | - | CABLE TRAY AND ACCESSORIES | 0 | 0 | 0 | 0 | 0 | 0 | 0 | 0 | 0 | 0 | 0 | - | 0 | 0 | 0 | 0 | 0 | 0 | 0 | - | Inactive
| 0 | 5 | 6.1.2.2.1.2 | 90° Horizontal Elbow (R : 900mm) | - | CABLE TRAY AND ACCESSORIES | 0 | 0 | 0 | 0 | 0 | 0 | 0 | 0 | 0 | 0 | 0 | - | 0 | 0 | 0 | 0 | 0 | 0 | 48 | - | Active
| 0 | 6 | 6.1.2.2.1.2.1 | 1) Body | - | CABLE TRAY AND ACCESSORIES | 0 | 0 | 0 | 0 | 0 | 0 | 0 | 0 | 0 | 0 | 0 | - | 0 | 0 | 0 | 0 | 0 | 0 | 26 | - | Active
| 1 | 7 | 6.1.2.2.1.2.1.1 | Cable Tray, Ladder Type, 90° Horizontal Elbow (R : 900mm) - (W)900mm X (H)150mm | - | CABLE TRAY AND ACCESSORIES | 15 | 0 | 147615.8374 | 37020.7813 | 18109.8541 | 0 | 2214237.5605 | 555311.7202 | 271647.8118 | 3041197.0926 | 42.5506 | MP22 | 7.5 | 0.25011 | 1 | 1.8758 | 28.1371 | 3.7516 | 15 | J.01.01.01 | Active
| 1 | 7 | 6.1.2.2.1.2.1.2 | Cable Tray, Ladder Type, 90° Horizontal Elbow (R : 900mm) - (W)750mm X (H)150mm | - | CABLE TRAY AND ACCESSORIES | 0 | 0 | 0 | 0 | 0 | 0 | 0 | 0 | 0 | 0 | 0 | - | 0 | 0 | 0 | 0 | 0 | 0 | 0 | - | Inactive
| 1 | 7 | 6.1.2.2.1.2.1.3 | Cable Tray, Ladder Type, 90° Horizontal Elbow (R : 900mm) - (W)600mm X (H)150mm | - | CABLE TRAY AND ACCESSORIES | 0 | 0 | 0 | 0 | 0 | 0 | 0 | 0 | 0 | 0 | 0 | - | 0 | 0 | 0 | 0 | 0 | 0 | 0 | - | Inactive
| 1 | 7 | 6.1.2.2.1.2.1.4 | Cable Tray, Ladder Type, 90° Horizontal Elbow (R : 900mm) - (W)450mm X (H)150mm | - | CABLE TRAY AND ACCESSORIES | 0 | 0 | 0 | 0 | 0 | 0 | 0 | 0 | 0 | 0 | 0 | - | 0 | 0 | 0 | 0 | 0 | 0 | 0 | - | Inactive
| 1 | 7 | 6.1.2.2.1.2.1.5 | Cable Tray, Ladder Type, 90° Horizontal Elbow (R : 900mm) - (W)300mm X (H)150mm | - | CABLE TRAY AND ACCESSORIES | 11 | 0 | 56726.057 | 14226.3265 | 6959.2453 | 0 | 623986.627 | 156489.591 | 76551.6978 | 857027.9158 | 11.991 | MP22 | 7.5 | 0.15006 | 1 | 1.1255 | 12.3803 | 1.6507 | 11 | J.01.01.04 | Active
| 1 | 7 | 6.1.2.2.1.2.1.6 | Cable Tray, Ladder Type, 90° Horizontal Elbow (R : 900mm) - (W)150mm X (H)150mm | - | CABLE TRAY AND ACCESSORIES | 0 | 0 | 0 | 0 | 0 | 0 | 0 | 0 | 0 | 0 | 0 | - | 0 | 0 | 0 | 0 | 0 | 0 | 0 | - | Inactive
| 0 | 6 | 6.1.2.2.1.2.2 | 2) Solid cover | - | CABLE TRAY AND ACCESSORIES | 0 | 0 | 0 | 0 | 0 | 0 | 0 | 0 | 0 | 0 | 0 | - | 0 | 0 | 0 | 0 | 0 | 0 | 22 | - | Active
| 1 | 7 | 6.1.2.2.1.2.2.1 | Cable Tray, Ladder Type, 90° Horizontal Elbow (R : 900mm) Cover - (W)900mm | - | CABLE TRAY AND ACCESSORIES | 14 | 0 | 92824.0063 | 23279.4433 | 11387.8559 | 0 | 1299536.0877 | 325912.2061 | 159429.9821 | 1784878.276 | 24.973 | MP22 | 7.5 | 0.1 | 1 | 0.75 | 10.5 | 1.4 | 14 | J.01.02.01 | Active
| 1 | 7 | 6.1.2.2.1.2.2.2 | Cable Tray, Ladder Type, 90° Horizontal Elbow (R : 900mm) Cover - (W)750mm | - | CABLE TRAY AND ACCESSORIES | 0 | 0 | 0 | 0 | 0 | 0 | 0 | 0 | 0 | 0 | 0 | - | 0 | 0 | 0 | 0 | 0 | 0 | 0 | - | Inactive
| 1 | 7 | 6.1.2.2.1.2.2.3 | Cable Tray, Ladder Type, 90° Horizontal Elbow (R : 900mm) Cover - (W)600mm | - | CABLE TRAY AND ACCESSORIES | 0 | 0 | 0 | 0 | 0 | 0 | 0 | 0 | 0 | 0 | 0 | - | 0 | 0 | 0 | 0 | 0 | 0 | 0 | - | Inactive
| 1 | 7 | 6.1.2.2.1.2.2.4 | Cable Tray, Ladder Type, 90° Horizontal Elbow (R : 900mm) Cover - (W)450mm | - | CABLE TRAY AND ACCESSORIES | 0 | 0 | 0 | 0 | 0 | 0 | 0 | 0 | 0 | 0 | 0 | - | 0 | 0 | 0 | 0 | 0 | 0 | 0 | - | Inactive
| 1 | 7 | 6.1.2.2.1.2.2.5 | Cable Tray, Ladder Type, 90° Horizontal Elbow (R : 900mm) Cover - (W)300mm | - | CABLE TRAY AND ACCESSORIES | 8 | 0 | 31586.0774 | 7921.4772 | 3875.0343 | 0 | 252688.6191 | 63371.8179 | 31000.2743 | 347060.7112 | 4.8559 | MP22 | 7.5 | 0.1 | 1 | 0.75 | 6 | 0.8 | 8 | J.01.02.04 | Active
| 1 | 7 | 6.1.2.2.1.2.2.6 | Cable Tray, Ladder Type, 90° Horizontal Elbow (R : 900mm) Cover - (W)150mm | - | CABLE TRAY AND ACCESSORIES | 0 | 0 | 0 | 0 | 0 | 0 | 0 | 0 | 0 | 0 | 0 | - | 0 | 0 | 0 | 0 | 0 | 0 | 0 | - | Inactive
| 0 | 5 | 6.1.2.2.1.3 | 90° Horizontal Elbow (R : 300mm) | - | CABLE TRAY AND ACCESSORIES | 0 | 0 | 0 | 0 | 0 | 0 | 0 | 0 | 0 | 0 | 0 | - | 0 | 0 | 0 | 0 | 0 | 0 | 0 | - | Inactive
| 0 | 6 | 6.1.2.2.1.3.1 | 1) Body | - | CABLE TRAY AND ACCESSORIES | 0 | 0 | 0 | 0 | 0 | 0 | 0 | 0 | 0 | 0 | 0 | - | 0 | 0 | 0 | 0 | 0 | 0 | 0 | - | Inactive
| 1 | 7 | 6.1.2.2.1.3.1.1 | Cable Tray, Ladder Type, 90° Horizontal Elbow (R : 300mm) - (W)900mm X (H)150mm | - | CABLE TRAY AND ACCESSORIES | 0 | 0 | 0 | 0 | 0 | 0 | 0 | 0 | 0 | 0 | 0 | - | 0 | 0 | 0 | 0 | 0 | 0 | 0 | - | Inactive
| 1 | 7 | 6.1.2.2.1.3.1.2 | Cable Tray, Ladder Type, 90° Horizontal Elbow (R : 300mm) - (W)750mm X (H)150mm | - | CABLE TRAY AND ACCESSORIES | 0 | 0 | 0 | 0 | 0 | 0 | 0 | 0 | 0 | 0 | 0 | - | 0 | 0 | 0 | 0 | 0 | 0 | 0 | - | Inactive
| 1 | 7 | 6.1.2.2.1.3.1.3 | Cable Tray, Ladder Type, 90° Horizontal Elbow (R : 300mm) - (W)600mm X (H)150mm | - | CABLE TRAY AND ACCESSORIES | 0 | 0 | 0 | 0 | 0 | 0 | 0 | 0 | 0 | 0 | 0 | - | 0 | 0 | 0 | 0 | 0 | 0 | 0 | - | Inactive
| 1 | 7 | 6.1.2.2.1.3.1.4 | Cable Tray, Ladder Type, 90° Horizontal Elbow (R : 300mm) - (W)450mm X (H)150mm | - | CABLE TRAY AND ACCESSORIES | 0 | 0 | 0 | 0 | 0 | 0 | 0 | 0 | 0 | 0 | 0 | - | 0 | 0 | 0 | 0 | 0 | 0 | 0 | - | Inactive
| 1 | 7 | 6.1.2.2.1.3.1.5 | Cable Tray, Ladder Type, 90° Horizontal Elbow (R : 300mm) - (W)300mm X (H)150mm | - | CABLE TRAY AND ACCESSORIES | 0 | 0 | 0 | 0 | 0 | 0 | 0 | 0 | 0 | 0 | 0 | - | 0 | 0 | 0 | 0 | 0 | 0 | 0 | - | Inactive
| 1 | 7 | 6.1.2.2.1.3.1.6 | Cable Tray, Ladder Type, 90° Horizontal Elbow (R : 300mm) - (W)150mm X (H)150mm | - | CABLE TRAY AND ACCESSORIES | 0 | 0 | 0 | 0 | 0 | 0 | 0 | 0 | 0 | 0 | 0 | - | 0 | 0 | 0 | 0 | 0 | 0 | 0 | - | Inactive
| 0 | 5 | 6.1.2.2.1.4 | 60° Horizontal Elbow (R : 600mm) | - | CABLE TRAY AND ACCESSORIES | 0 | 0 | 0 | 0 | 0 | 0 | 0 | 0 | 0 | 0 | 0 | - | 0 | 0 | 0 | 0 | 0 | 0 | 0 | - | Inactive
| 0 | 6 | 6.1.2.2.1.4.1 | 1) Body | - | CABLE TRAY AND ACCESSORIES | 0 | 0 | 0 | 0 | 0 | 0 | 0 | 0 | 0 | 0 | 0 | - | 0 | 0 | 0 | 0 | 0 | 0 | 0 | - | Inactive
| 1 | 7 | 6.1.2.2.1.4.1.1 | Cable Tray, Ladder Type, 60° Horizontal Elbow (R : 600mm) - (W)900mm X (H)150mm | - | CABLE TRAY AND ACCESSORIES | 0 | 0 | 0 | 0 | 0 | 0 | 0 | 0 | 0 | 0 | 0 | - | 0 | 0 | 0 | 0 | 0 | 0 | 0 | - | Inactive
| 1 | 7 | 6.1.2.2.1.4.1.2 | Cable Tray, Ladder Type, 60° Horizontal Elbow (R : 600mm) - (W)750mm X (H)150mm | - | CABLE TRAY AND ACCESSORIES | 0 | 0 | 0 | 0 | 0 | 0 | 0 | 0 | 0 | 0 | 0 | - | 0 | 0 | 0 | 0 | 0 | 0 | 0 | - | Inactive
| 1 | 7 | 6.1.2.2.1.4.1.3 | Cable Tray, Ladder Type, 60° Horizontal Elbow (R : 600mm) - (W)600mm X (H)150mm | - | CABLE TRAY AND ACCESSORIES | 0 | 0 | 0 | 0 | 0 | 0 | 0 | 0 | 0 | 0 | 0 | - | 0 | 0 | 0 | 0 | 0 | 0 | 0 | - | Inactive
| 1 | 7 | 6.1.2.2.1.4.1.4 | Cable Tray, Ladder Type, 60° Horizontal Elbow (R : 600mm) - (W)450mm X (H)150mm | - | CABLE TRAY AND ACCESSORIES | 0 | 0 | 0 | 0 | 0 | 0 | 0 | 0 | 0 | 0 | 0 | - | 0 | 0 | 0 | 0 | 0 | 0 | 0 | - | Inactive
| 1 | 7 | 6.1.2.2.1.4.1.5 | Cable Tray, Ladder Type, 60° Horizontal Elbow (R : 600mm) - (W)300mm X (H)150mm | - | CABLE TRAY AND ACCESSORIES | 0 | 0 | 0 | 0 | 0 | 0 | 0 | 0 | 0 | 0 | 0 | - | 0 | 0 | 0 | 0 | 0 | 0 | 0 | - | Inactive
| 1 | 7 | 6.1.2.2.1.4.1.6 | Cable Tray, Ladder Type, 60° Horizontal Elbow (R : 600mm) - (W)150mm X (H)150mm | - | CABLE TRAY AND ACCESSORIES | 0 | 0 | 0 | 0 | 0 | 0 | 0 | 0 | 0 | 0 | 0 | - | 0 | 0 | 0 | 0 | 0 | 0 | 0 | - | Inactive
| 0 | 6 | 6.1.2.2.1.4.2 | 2) Ventilated, Louvered Type Cover | - | CABLE TRAY AND ACCESSORIES | 0 | 0 | 0 | 0 | 0 | 0 | 0 | 0 | 0 | 0 | 0 | - | 0 | 0 | 0 | 0 | 0 | 0 | 0 | - | Inactive
| 1 | 7 | 6.1.2.2.1.4.2.1 | Cable Tray, Ladder Type, 60° Horizontal Elbow (R : 600mm) Cover - (W)900mm | - | CABLE TRAY AND ACCESSORIES | 0 | 0 | 0 | 0 | 0 | 0 | 0 | 0 | 0 | 0 | 0 | - | 0 | 0 | 0 | 0 | 0 | 0 | 0 | - | Inactive
| 1 | 7 | 6.1.2.2.1.4.2.2 | Cable Tray, Ladder Type, 60° Horizontal Elbow (R : 600mm) Cover - (W)750mm | - | CABLE TRAY AND ACCESSORIES | 0 | 0 | 0 | 0 | 0 | 0 | 0 | 0 | 0 | 0 | 0 | - | 0 | 0 | 0 | 0 | 0 | 0 | 0 | - | Inactive
| 1 | 7 | 6.1.2.2.1.4.2.3 | Cable Tray, Ladder Type, 60° Horizontal Elbow (R : 600mm) Cover - (W)600mm | - | CABLE TRAY AND ACCESSORIES | 0 | 0 | 0 | 0 | 0 | 0 | 0 | 0 | 0 | 0 | 0 | - | 0 | 0 | 0 | 0 | 0 | 0 | 0 | - | Inactive
| 1 | 7 | 6.1.2.2.1.4.2.4 | Cable Tray, Ladder Type, 60° Horizontal Elbow (R : 600mm) Cover - (W)450mm | - | CABLE TRAY AND ACCESSORIES | 0 | 0 | 0 | 0 | 0 | 0 | 0 | 0 | 0 | 0 | 0 | - | 0 | 0 | 0 | 0 | 0 | 0 | 0 | - | Inactive
| 1 | 7 | 6.1.2.2.1.4.2.5 | Cable Tray, Ladder Type, 60° Horizontal Elbow (R : 600mm) Cover - (W)300mm | - | CABLE TRAY AND ACCESSORIES | 0 | 0 | 0 | 0 | 0 | 0 | 0 | 0 | 0 | 0 | 0 | - | 0 | 0 | 0 | 0 | 0 | 0 | 0 | - | Inactive
| 1 | 7 | 6.1.2.2.1.4.2.6 | Cable Tray, Ladder Type, 60° Horizontal Elbow (R : 600mm) Cover - (W)150mm | - | CABLE TRAY AND ACCESSORIES | 0 | 0 | 0 | 0 | 0 | 0 | 0 | 0 | 0 | 0 | 0 | - | 0 | 0 | 0 | 0 | 0 | 0 | 0 | - | Inactive
| 0 | 5 | 6.1.2.2.1.5 | 60° Horizontal Elbow (R : 900mm) | - | CABLE TRAY AND ACCESSORIES | 0 | 0 | 0 | 0 | 0 | 0 | 0 | 0 | 0 | 0 | 0 | - | 0 | 0 | 0 | 0 | 0 | 0 | 0 | - | Inactive
| 0 | 6 | 6.1.2.2.1.5.1 | 1) Body | - | CABLE TRAY AND ACCESSORIES | 0 | 0 | 0 | 0 | 0 | 0 | 0 | 0 | 0 | 0 | 0 | - | 0 | 0 | 0 | 0 | 0 | 0 | 0 | - | Inactive
| 1 | 7 | 6.1.2.2.1.5.1.1 | Cable Tray, Ladder Type, 60° Horizontal Elbow (R : 900mm) - (W)900mm X (H)150mm | - | CABLE TRAY AND ACCESSORIES | 0 | 0 | 0 | 0 | 0 | 0 | 0 | 0 | 0 | 0 | 0 | - | 0 | 0 | 0 | 0 | 0 | 0 | 0 | - | Inactive
| 1 | 7 | 6.1.2.2.1.5.1.2 | Cable Tray, Ladder Type, 60° Horizontal Elbow (R : 900mm) - (W)750mm X (H)150mm | - | CABLE TRAY AND ACCESSORIES | 0 | 0 | 0 | 0 | 0 | 0 | 0 | 0 | 0 | 0 | 0 | - | 0 | 0 | 0 | 0 | 0 | 0 | 0 | - | Inactive
| 1 | 7 | 6.1.2.2.1.5.1.3 | Cable Tray, Ladder Type, 60° Horizontal Elbow (R : 900mm) - (W)600mm X (H)150mm | - | CABLE TRAY AND ACCESSORIES | 0 | 0 | 0 | 0 | 0 | 0 | 0 | 0 | 0 | 0 | 0 | - | 0 | 0 | 0 | 0 | 0 | 0 | 0 | - | Inactive
| 1 | 7 | 6.1.2.2.1.5.1.4 | Cable Tray, Ladder Type, 60° Horizontal Elbow (R : 900mm) - (W)450mm X (H)150mm | - | CABLE TRAY AND ACCESSORIES | 0 | 0 | 0 | 0 | 0 | 0 | 0 | 0 | 0 | 0 | 0 | - | 0 | 0 | 0 | 0 | 0 | 0 | 0 | - | Inactive
| 1 | 7 | 6.1.2.2.1.5.1.5 | Cable Tray, Ladder Type, 60° Horizontal Elbow (R : 900mm) - (W)300mm X (H)150mm | - | CABLE TRAY AND ACCESSORIES | 0 | 0 | 0 | 0 | 0 | 0 | 0 | 0 | 0 | 0 | 0 | - | 0 | 0 | 0 | 0 | 0 | 0 | 0 | - | Inactive
| 1 | 7 | 6.1.2.2.1.5.1.6 | Cable Tray, Ladder Type, 60° Horizontal Elbow (R : 900mm) - (W)150mm X (H)150mm | - | CABLE TRAY AND ACCESSORIES | 0 | 0 | 0 | 0 | 0 | 0 | 0 | 0 | 0 | 0 | 0 | - | 0 | 0 | 0 | 0 | 0 | 0 | 0 | - | Inactive
| 0 | 6 | 6.1.2.2.1.5.2 | 2) Solid Cover | - | CABLE TRAY AND ACCESSORIES | 0 | 0 | 0 | 0 | 0 | 0 | 0 | 0 | 0 | 0 | 0 | - | 0 | 0 | 0 | 0 | 0 | 0 | 0 | - | Inactive
| 1 | 7 | 6.1.2.2.1.5.2.1 | Cable Tray, Ladder Type, 60° Horizontal Elbow (R : 900mm) Cover - (W)900mm | - | CABLE TRAY AND ACCESSORIES | 0 | 0 | 0 | 0 | 0 | 0 | 0 | 0 | 0 | 0 | 0 | - | 0 | 0 | 0 | 0 | 0 | 0 | 0 | - | Inactive
| 1 | 7 | 6.1.2.2.1.5.2.2 | Cable Tray, Ladder Type, 60° Horizontal Elbow (R : 900mm) Cover - (W)750mm | - | CABLE TRAY AND ACCESSORIES | 0 | 0 | 0 | 0 | 0 | 0 | 0 | 0 | 0 | 0 | 0 | - | 0 | 0 | 0 | 0 | 0 | 0 | 0 | - | Inactive
| 1 | 7 | 6.1.2.2.1.5.2.3 | Cable Tray, Ladder Type, 60° Horizontal Elbow (R : 900mm) Cover - (W)600mm | - | CABLE TRAY AND ACCESSORIES | 0 | 0 | 0 | 0 | 0 | 0 | 0 | 0 | 0 | 0 | 0 | - | 0 | 0 | 0 | 0 | 0 | 0 | 0 | - | Inactive
| 1 | 7 | 6.1.2.2.1.5.2.4 | Cable Tray, Ladder Type, 60° Horizontal Elbow (R : 900mm) Cover - (W)450mm | - | CABLE TRAY AND ACCESSORIES | 0 | 0 | 0 | 0 | 0 | 0 | 0 | 0 | 0 | 0 | 0 | - | 0 | 0 | 0 | 0 | 0 | 0 | 0 | - | Inactive
| 1 | 7 | 6.1.2.2.1.5.2.5 | Cable Tray, Ladder Type, 60° Horizontal Elbow (R : 900mm) Cover - (W)300mm | - | CABLE TRAY AND ACCESSORIES | 0 | 0 | 0 | 0 | 0 | 0 | 0 | 0 | 0 | 0 | 0 | - | 0 | 0 | 0 | 0 | 0 | 0 | 0 | - | Inactive
| 1 | 7 | 6.1.2.2.1.5.2.6 | Cable Tray, Ladder Type, 60° Horizontal Elbow (R : 900mm) Cover - (W)150mm | - | CABLE TRAY AND ACCESSORIES | 0 | 0 | 0 | 0 | 0 | 0 | 0 | 0 | 0 | 0 | 0 | - | 0 | 0 | 0 | 0 | 0 | 0 | 0 | - | Inactive
| 0 | 5 | 6.1.2.2.1.6 | 45° Horizontal Elbow (R : 600mm) | - | CABLE TRAY AND ACCESSORIES | 0 | 0 | 0 | 0 | 0 | 0 | 0 | 0 | 0 | 0 | 0 | - | 0 | 0 | 0 | 0 | 0 | 0 | 24 | - | Active
| 0 | 6 | 6.1.2.2.1.6.1 | 1) Body | - | CABLE TRAY AND ACCESSORIES | 0 | 0 | 0 | 0 | 0 | 0 | 0 | 0 | 0 | 0 | 0 | - | 0 | 0 | 0 | 0 | 0 | 0 | 12 | - | Active
| 1 | 7 | 6.1.2.2.1.6.1.1 | Cable Tray, Ladder Type, 45° Horizontal Elbow (R : 600mm) - (W)900mm X (H)150mm | - | CABLE TRAY AND ACCESSORIES | 6 | 0 | 147615.8374 | 37020.7813 | 18109.8541 | 0 | 885695.0242 | 222124.6881 | 108659.1247 | 1216478.837 | 17.0203 | MP22 | 7.5 | 0.25011 | 1 | 1.8758 | 11.2548 | 1.5006 | 6 | J.01.01.01 | Active
| 1 | 7 | 6.1.2.2.1.6.1.2 | Cable Tray, Ladder Type, 45° Horizontal Elbow (R : 600mm) - (W)750mm X (H)150mm | - | CABLE TRAY AND ACCESSORIES | 0 | 0 | 0 | 0 | 0 | 0 | 0 | 0 | 0 | 0 | 0 | - | 0 | 0 | 0 | 0 | 0 | 0 | 0 | - | Inactive
| 1 | 7 | 6.1.2.2.1.6.1.3 | Cable Tray, Ladder Type, 45° Horizontal Elbow (R : 600mm) - (W)600mm X (H)150mm | - | CABLE TRAY AND ACCESSORIES | 2 | 0 | 0 | 0 | 0 | 0 | 219167.3244 | 54965.3522 | 26887.993 | 301020.6696 | 4.1269 | MP22 | 7.5 | 0.20009 | 1 | 1.5006 | 3.0013 | 0.40017 | 2 | J.01.01.02 | Active
| 1 | 7 | 6.1.2.2.1.6.1.4 | Cable Tray, Ladder Type, 45° Horizontal Elbow (R : 600mm) - (W)450mm X (H)150mm | - | CABLE TRAY AND ACCESSORIES | 2 | 0 | 0 | 0 | 0 | 0 | 177913.0918 | 44618.933 | 21826.7237 | 244358.7485 | 3.35 | MP22 | 7.5 | 0.15006 | 1 | 1.1255 | 2.251 | 0.30013 | 2 | J.01.01.03 | Active
| 1 | 7 | 6.1.2.2.1.6.1.5 | Cable Tray, Ladder Type, 45° Horizontal Elbow (R : 600mm) - (W)300mm X (H)150mm | - | CABLE TRAY AND ACCESSORIES | 2 | 0 | 48345.7333 | 12124.71 | 5931.1749 | 0 | 96691.4667 | 24249.4201 | 11862.3499 | 132803.2366 | 1.8207 | MP22 | 7.5 | 0.15006 | 1 | 1.1255 | 2.251 | 0.30013 | 2 | J.01.01.04 | Active
| 1 | 7 | 6.1.2.2.1.6.1.6 | Cable Tray, Ladder Type, 45° Horizontal Elbow (R : 600mm) - (W)150mm X (H)150mm | - | CABLE TRAY AND ACCESSORIES | 0 | 0 | 0 | 0 | 0 | 0 | 0 | 0 | 0 | 0 | 0 | - | 0 | 0 | 0 | 0 | 0 | 0 | 0 | - | Inactive
| 0 | 6 | 6.1.2.2.1.6.2 | 2) Ventilated, Louvered Type Cover | - | CABLE TRAY AND ACCESSORIES | 0 | 0 | 0 | 0 | 0 | 0 | 0 | 0 | 0 | 0 | 0 | - | 0 | 0 | 0 | 0 | 0 | 0 | 12 | - | Active
| 1 | 7 | 6.1.2.2.1.6.2.1 | Cable Tray, Ladder Type, 45° Horizontal Elbow (R : 600mm) Cover - (W)900mm | - | CABLE TRAY AND ACCESSORIES | 6 | 0 | 78642.9877 | 19722.8617 | 9648.0446 | 0 | 471857.9263 | 118337.1701 | 57888.2673 | 648083.3637 | 9.0676 | MP22 | 7.5 | 0.1 | 1 | 0.75 | 4.5 | 0.6 | 6 | J.01.02.01 | Active
| 1 | 7 | 6.1.2.2.1.6.2.2 | Cable Tray, Ladder Type, 45° Horizontal Elbow (R : 600mm) Cover - (W)750mm | - | CABLE TRAY AND ACCESSORIES | 0 | 0 | 0 | 0 | 0 | 0 | 0 | 0 | 0 | 0 | 0 | - | 0 | 0 | 0 | 0 | 0 | 0 | 0 | - | Inactive
| 1 | 7 | 6.1.2.2.1.6.2.3 | Cable Tray, Ladder Type, 45° Horizontal Elbow (R : 600mm) Cover - (W)600mm | - | CABLE TRAY AND ACCESSORIES | 2 | 0 | 0 | 0 | 0 | 0 | 168887.3652 | 42355.6538 | 20719.5711 | 231962.5901 | 3.1801 | MP22 | 7.5 | 0.1 | 1 | 0.75 | 1.5 | 0.2 | 2 | J.01.02.02 | Active
| 1 | 7 | 6.1.2.2.1.6.2.4 | Cable Tray, Ladder Type, 45° Horizontal Elbow (R : 600mm) Cover - (W)450mm | - | CABLE TRAY AND ACCESSORIES | 2 | 0 | 0 | 0 | 0 | 0 | 105717.1932 | 26512.6993 | 12969.5025 | 145199.395 | 1.9906 | MP22 | 7.5 | 0.1 | 1 | 0.75 | 1.5 | 0.2 | 2 | J.01.02.03 | Active
| 1 | 7 | 6.1.2.2.1.6.2.5 | Cable Tray, Ladder Type, 45° Horizontal Elbow (R : 600mm) Cover - (W)300mm | - | CABLE TRAY AND ACCESSORIES | 2 | 0 | 27073.2141 | 6789.8376 | 3321.458 | 0 | 54146.4282 | 13579.6753 | 6642.9159 | 74369.0194 | 1.0196 | MP22 | 7.5 | 0.1 | 1 | 0.75 | 1.5 | 0.2 | 2 | J.01.02.04 | Active
| 1 | 7 | 6.1.2.2.1.6.2.6 | Cable Tray, Ladder Type, 45° Horizontal Elbow (R : 600mm) Cover - (W)150mm | - | CABLE TRAY AND ACCESSORIES | 0 | 0 | 0 | 0 | 0 | 0 | 0 | 0 | 0 | 0 | 0 | - | 0 | 0 | 0 | 0 | 0 | 0 | 0 | - | Inactive
| 0 | 5 | 6.1.2.2.1.7 | 45° Horizontal Elbow (R : 900mm) | - | CABLE TRAY AND ACCESSORIES | 0 | 0 | 0 | 0 | 0 | 0 | 0 | 0 | 0 | 0 | 0 | - | 0 | 0 | 0 | 0 | 0 | 0 | 4 | - | Active
| 0 | 6 | 6.1.2.2.1.7.1 | 1) Body | - | CABLE TRAY AND ACCESSORIES | 0 | 0 | 0 | 0 | 0 | 0 | 0 | 0 | 0 | 0 | 0 | - | 0 | 0 | 0 | 0 | 0 | 0 | 2 | - | Active
| 1 | 7 | 6.1.2.2.1.7.1.1 | Cable Tray, Ladder Type, 45° Horizontal Elbow (R : 900mm) - (W)900mm X (H)150mm | - | CABLE TRAY AND ACCESSORIES | 0 | 0 | 0 | 0 | 0 | 0 | 0 | 0 | 0 | 0 | 0 | - | 0 | 0 | 0 | 0 | 0 | 0 | 0 | - | Inactive
| 1 | 7 | 6.1.2.2.1.7.1.2 | Cable Tray, Ladder Type, 45° Horizontal Elbow (R : 900mm) - (W)750mm X (H)150mm | - | CABLE TRAY AND ACCESSORIES | 0 | 0 | 0 | 0 | 0 | 0 | 0 | 0 | 0 | 0 | 0 | - | 0 | 0 | 0 | 0 | 0 | 0 | 0 | - | Inactive
| 1 | 7 | 6.1.2.2.1.7.1.3 | Cable Tray, Ladder Type, 45° Horizontal Elbow (R : 900mm) - (W)600mm X (H)150mm | - | CABLE TRAY AND ACCESSORIES | 0 | 0 | 0 | 0 | 0 | 0 | 0 | 0 | 0 | 0 | 0 | - | 0 | 0 | 0 | 0 | 0 | 0 | 0 | - | Inactive
| 1 | 7 | 6.1.2.2.1.7.1.4 | Cable Tray, Ladder Type, 45° Horizontal Elbow (R : 900mm) - (W)450mm X (H)150mm | - | CABLE TRAY AND ACCESSORIES | 0 | 0 | 0 | 0 | 0 | 0 | 0 | 0 | 0 | 0 | 0 | - | 0 | 0 | 0 | 0 | 0 | 0 | 0 | - | Inactive
| 1 | 7 | 6.1.2.2.1.7.1.5 | Cable Tray, Ladder Type, 45° Horizontal Elbow (R : 900mm) - (W)300mm X (H)150mm | - | CABLE TRAY AND ACCESSORIES | 2 | 0 | 48345.7333 | 12124.71 | 5931.1749 | 0 | 96691.4667 | 24249.4201 | 11862.3499 | 132803.2366 | 1.8207 | MP22 | 7.5 | 0.15006 | 1 | 1.1255 | 2.251 | 0.30013 | 2 | J.01.01.04 | Active
| 1 | 7 | 6.1.2.2.1.7.1.6 | Cable Tray, Ladder Type, 45° Horizontal Elbow (R : 900mm) - (W)150mm X (H)150mm | - | CABLE TRAY AND ACCESSORIES | 0 | 0 | 0 | 0 | 0 | 0 | 0 | 0 | 0 | 0 | 0 | - | 0 | 0 | 0 | 0 | 0 | 0 | 0 | - | Inactive
| 0 | 6 | 6.1.2.2.1.7.2 | 2) Solid Cover | - | CABLE TRAY AND ACCESSORIES | 0 | 0 | 0 | 0 | 0 | 0 | 0 | 0 | 0 | 0 | 0 | - | 0 | 0 | 0 | 0 | 0 | 0 | 2 | - | Active
| 1 | 7 | 6.1.2.2.1.7.2.1 | Cable Tray, Ladder Type, 45° Horizontal Elbow (R : 900mm) Cover - (W)900mm | - | CABLE TRAY AND ACCESSORIES | 0 | 0 | 0 | 0 | 0 | 0 | 0 | 0 | 0 | 0 | 0 | - | 0 | 0 | 0 | 0 | 0 | 0 | 0 | - | Inactive
| 1 | 7 | 6.1.2.2.1.7.2.2 | Cable Tray, Ladder Type, 45° Horizontal Elbow (R : 900mm) Cover - (W)750mm | - | CABLE TRAY AND ACCESSORIES | 0 | 0 | 0 | 0 | 0 | 0 | 0 | 0 | 0 | 0 | 0 | - | 0 | 0 | 0 | 0 | 0 | 0 | 0 | - | Inactive
| 1 | 7 | 6.1.2.2.1.7.2.3 | Cable Tray, Ladder Type, 45° Horizontal Elbow (R : 900mm) Cover - (W)600mm | - | CABLE TRAY AND ACCESSORIES | 0 | 0 | 0 | 0 | 0 | 0 | 0 | 0 | 0 | 0 | 0 | - | 0 | 0 | 0 | 0 | 0 | 0 | 0 | - | Inactive
| 1 | 7 | 6.1.2.2.1.7.2.4 | Cable Tray, Ladder Type, 45° Horizontal Elbow (R : 900mm) Cover - (W)450mm | - | CABLE TRAY AND ACCESSORIES | 0 | 0 | 0 | 0 | 0 | 0 | 0 | 0 | 0 | 0 | 0 | - | 0 | 0 | 0 | 0 | 0 | 0 | 0 | - | Inactive
| 1 | 7 | 6.1.2.2.1.7.2.5 | Cable Tray, Ladder Type, 45° Horizontal Elbow (R : 900mm) Cover - (W)300mm | - | CABLE TRAY AND ACCESSORIES | 2 | 0 | 27073.2141 | 6789.8376 | 3321.458 | 0 | 54146.4282 | 13579.6753 | 6642.9159 | 74369.0194 | 1.0196 | MP22 | 7.5 | 0.1 | 1 | 0.75 | 1.5 | 0.2 | 2 | J.01.02.04 | Active
| 1 | 7 | 6.1.2.2.1.7.2.6 | Cable Tray, Ladder Type, 45° Horizontal Elbow (R : 900mm) Cover - (W)150mm | - | CABLE TRAY AND ACCESSORIES | 0 | 0 | 0 | 0 | 0 | 0 | 0 | 0 | 0 | 0 | 0 | - | 0 | 0 | 0 | 0 | 0 | 0 | 0 | - | Inactive
| 0 | 5 | 6.1.2.2.1.8 | 30° Horizontal Elbow (R : 600mm) | - | CABLE TRAY AND ACCESSORIES | 0 | 0 | 0 | 0 | 0 | 0 | 0 | 0 | 0 | 0 | 0 | - | 0 | 0 | 0 | 0 | 0 | 0 | 0 | - | Inactive
| 0 | 6 | 6.1.2.2.1.8.1 | 1) Body | - | CABLE TRAY AND ACCESSORIES | 0 | 0 | 0 | 0 | 0 | 0 | 0 | 0 | 0 | 0 | 0 | - | 0 | 0 | 0 | 0 | 0 | 0 | 0 | - | Inactive
| 1 | 7 | 6.1.2.2.1.8.1.1 | Cable Tray, Ladder Type, 30° Horizontal Elbow (R : 600mm) - (W)900mm X (H)150mm | - | CABLE TRAY AND ACCESSORIES | 0 | 0 | 0 | 0 | 0 | 0 | 0 | 0 | 0 | 0 | 0 | - | 0 | 0 | 0 | 0 | 0 | 0 | 0 | - | Inactive
| 1 | 7 | 6.1.2.2.1.8.1.2 | Cable Tray, Ladder Type, 30° Horizontal Elbow (R : 600mm) - (W)750mm X (H)150mm | - | CABLE TRAY AND ACCESSORIES | 0 | 0 | 0 | 0 | 0 | 0 | 0 | 0 | 0 | 0 | 0 | - | 0 | 0 | 0 | 0 | 0 | 0 | 0 | - | Inactive
| 1 | 7 | 6.1.2.2.1.8.1.3 | Cable Tray, Ladder Type, 30° Horizontal Elbow (R : 600mm) - (W)600mm X (H)150mm | - | CABLE TRAY AND ACCESSORIES | 0 | 0 | 0 | 0 | 0 | 0 | 0 | 0 | 0 | 0 | 0 | - | 0 | 0 | 0 | 0 | 0 | 0 | 0 | - | Inactive
| 1 | 7 | 6.1.2.2.1.8.1.4 | Cable Tray, Ladder Type, 30° Horizontal Elbow (R : 600mm) - (W)450mm X (H)150mm | - | CABLE TRAY AND ACCESSORIES | 0 | 0 | 0 | 0 | 0 | 0 | 0 | 0 | 0 | 0 | 0 | - | 0 | 0 | 0 | 0 | 0 | 0 | 0 | - | Inactive
| 1 | 7 | 6.1.2.2.1.8.1.5 | Cable Tray, Ladder Type, 30° Horizontal Elbow (R : 600mm) - (W)300mm X (H)150mm | - | CABLE TRAY AND ACCESSORIES | 0 | 0 | 0 | 0 | 0 | 0 | 0 | 0 | 0 | 0 | 0 | - | 0 | 0 | 0 | 0 | 0 | 0 | 0 | - | Inactive
| 1 | 7 | 6.1.2.2.1.8.1.6 | Cable Tray, Ladder Type, 30° Horizontal Elbow (R : 600mm) - (W)150mm X (H)150mm | - | CABLE TRAY AND ACCESSORIES | 0 | 0 | 0 | 0 | 0 | 0 | 0 | 0 | 0 | 0 | 0 | - | 0 | 0 | 0 | 0 | 0 | 0 | 0 | - | Inactive
| 0 | 6 | 6.1.2.2.1.8.2 | 2) Ventilated, Louvered Type Cover | - | CABLE TRAY AND ACCESSORIES | 0 | 0 | 0 | 0 | 0 | 0 | 0 | 0 | 0 | 0 | 0 | - | 0 | 0 | 0 | 0 | 0 | 0 | 0 | - | Inactive
| 1 | 7 | 6.1.2.2.1.8.2.1 | Cable Tray, Ladder Type, 30° Horizontal Elbow (R : 600mm) Cover - (W)900mm | - | CABLE TRAY AND ACCESSORIES | 0 | 0 | 0 | 0 | 0 | 0 | 0 | 0 | 0 | 0 | 0 | - | 0 | 0 | 0 | 0 | 0 | 0 | 0 | - | Inactive
| 1 | 7 | 6.1.2.2.1.8.2.2 | Cable Tray, Ladder Type, 30° Horizontal Elbow (R : 600mm) Cover - (W)750mm | - | CABLE TRAY AND ACCESSORIES | 0 | 0 | 0 | 0 | 0 | 0 | 0 | 0 | 0 | 0 | 0 | - | 0 | 0 | 0 | 0 | 0 | 0 | 0 | - | Inactive
| 1 | 7 | 6.1.2.2.1.8.2.3 | Cable Tray, Ladder Type, 30° Horizontal Elbow (R : 600mm) Cover - (W)600mm | - | CABLE TRAY AND ACCESSORIES | 0 | 0 | 0 | 0 | 0 | 0 | 0 | 0 | 0 | 0 | 0 | - | 0 | 0 | 0 | 0 | 0 | 0 | 0 | - | Inactive
| 1 | 7 | 6.1.2.2.1.8.2.4 | Cable Tray, Ladder Type, 30° Horizontal Elbow (R : 600mm) Cover - (W)450mm | - | CABLE TRAY AND ACCESSORIES | 0 | 0 | 0 | 0 | 0 | 0 | 0 | 0 | 0 | 0 | 0 | - | 0 | 0 | 0 | 0 | 0 | 0 | 0 | - | Inactive
| 1 | 7 | 6.1.2.2.1.8.2.5 | Cable Tray, Ladder Type, 30° Horizontal Elbow (R : 600mm) Cover - (W)300mm | - | CABLE TRAY AND ACCESSORIES | 0 | 0 | 0 | 0 | 0 | 0 | 0 | 0 | 0 | 0 | 0 | - | 0 | 0 | 0 | 0 | 0 | 0 | 0 | - | Inactive
| 1 | 7 | 6.1.2.2.1.8.2.6 | Cable Tray, Ladder Type, 30° Horizontal Elbow (R : 600mm) Cover - (W)150mm | - | CABLE TRAY AND ACCESSORIES | 0 | 0 | 0 | 0 | 0 | 0 | 0 | 0 | 0 | 0 | 0 | - | 0 | 0 | 0 | 0 | 0 | 0 | 0 | - | Inactive
| 0 | 5 | 6.1.2.2.1.9 | 30° Horizontal Elbow (R : 900mm) | - | CABLE TRAY AND ACCESSORIES | 0 | 0 | 0 | 0 | 0 | 0 | 0 | 0 | 0 | 0 | 0 | - | 0 | 0 | 0 | 0 | 0 | 0 | 0 | - | Inactive
| 0 | 6 | 6.1.2.2.1.9.1 | 1) Body | - | CABLE TRAY AND ACCESSORIES | 0 | 0 | 0 | 0 | 0 | 0 | 0 | 0 | 0 | 0 | 0 | - | 0 | 0 | 0 | 0 | 0 | 0 | 0 | - | Inactive
| 1 | 7 | 6.1.2.2.1.9.1.1 | Cable Tray, Ladder Type, 30° Horizontal Elbow (R : 900mm) - (W)900mm X (H)150mm | - | CABLE TRAY AND ACCESSORIES | 0 | 0 | 0 | 0 | 0 | 0 | 0 | 0 | 0 | 0 | 0 | - | 0 | 0 | 0 | 0 | 0 | 0 | 0 | - | Inactive
| 1 | 7 | 6.1.2.2.1.9.1.2 | Cable Tray, Ladder Type, 30° Horizontal Elbow (R : 900mm) - (W)750mm X (H)150mm | - | CABLE TRAY AND ACCESSORIES | 0 | 0 | 0 | 0 | 0 | 0 | 0 | 0 | 0 | 0 | 0 | - | 0 | 0 | 0 | 0 | 0 | 0 | 0 | - | Inactive
| 1 | 7 | 6.1.2.2.1.9.1.3 | Cable Tray, Ladder Type, 30° Horizontal Elbow (R : 900mm) - (W)600mm X (H)150mm | - | CABLE TRAY AND ACCESSORIES | 0 | 0 | 0 | 0 | 0 | 0 | 0 | 0 | 0 | 0 | 0 | - | 0 | 0 | 0 | 0 | 0 | 0 | 0 | - | Inactive
| 1 | 7 | 6.1.2.2.1.9.1.4 | Cable Tray, Ladder Type, 30° Horizontal Elbow (R : 900mm) - (W)450mm X (H)150mm | - | CABLE TRAY AND ACCESSORIES | 0 | 0 | 0 | 0 | 0 | 0 | 0 | 0 | 0 | 0 | 0 | - | 0 | 0 | 0 | 0 | 0 | 0 | 0 | - | Inactive
| 1 | 7 | 6.1.2.2.1.9.1.5 | Cable Tray, Ladder Type, 30° Horizontal Elbow (R : 900mm) - (W)300mm X (H)150mm | - | CABLE TRAY AND ACCESSORIES | 0 | 0 | 0 | 0 | 0 | 0 | 0 | 0 | 0 | 0 | 0 | - | 0 | 0 | 0 | 0 | 0 | 0 | 0 | - | Inactive
| 1 | 7 | 6.1.2.2.1.9.1.6 | Cable Tray, Ladder Type, 30° Horizontal Elbow (R : 900mm) - (W)150mm X (H)150mm | - | CABLE TRAY AND ACCESSORIES | 0 | 0 | 0 | 0 | 0 | 0 | 0 | 0 | 0 | 0 | 0 | - | 0 | 0 | 0 | 0 | 0 | 0 | 0 | - | Inactive
| 0 | 6 | 6.1.2.2.1.9.2 | 2) Solid Cover | - | CABLE TRAY AND ACCESSORIES | 0 | 0 | 0 | 0 | 0 | 0 | 0 | 0 | 0 | 0 | 0 | - | 0 | 0 | 0 | 0 | 0 | 0 | 0 | - | Inactive
| 1 | 7 | 6.1.2.2.1.9.2.1 | Cable Tray, Ladder Type, 30° Horizontal Elbow (R : 900mm) Cover - (W)900mm | - | CABLE TRAY AND ACCESSORIES | 0 | 0 | 0 | 0 | 0 | 0 | 0 | 0 | 0 | 0 | 0 | - | 0 | 0 | 0 | 0 | 0 | 0 | 0 | - | Inactive
| 1 | 7 | 6.1.2.2.1.9.2.2 | Cable Tray, Ladder Type, 30° Horizontal Elbow (R : 900mm) Cover - (W)750mm | - | CABLE TRAY AND ACCESSORIES | 0 | 0 | 0 | 0 | 0 | 0 | 0 | 0 | 0 | 0 | 0 | - | 0 | 0 | 0 | 0 | 0 | 0 | 0 | - | Inactive
| 1 | 7 | 6.1.2.2.1.9.2.3 | Cable Tray, Ladder Type, 30° Horizontal Elbow (R : 900mm) Cover - (W)600mm | - | CABLE TRAY AND ACCESSORIES | 0 | 0 | 0 | 0 | 0 | 0 | 0 | 0 | 0 | 0 | 0 | - | 0 | 0 | 0 | 0 | 0 | 0 | 0 | - | Inactive
| 1 | 7 | 6.1.2.2.1.9.2.4 | Cable Tray, Ladder Type, 30° Horizontal Elbow (R : 900mm) Cover - (W)450mm | - | CABLE TRAY AND ACCESSORIES | 0 | 0 | 0 | 0 | 0 | 0 | 0 | 0 | 0 | 0 | 0 | - | 0 | 0 | 0 | 0 | 0 | 0 | 0 | - | Inactive
| 1 | 7 | 6.1.2.2.1.9.2.5 | Cable Tray, Ladder Type, 30° Horizontal Elbow (R : 900mm) Cover - (W)300mm | - | CABLE TRAY AND ACCESSORIES | 0 | 0 | 0 | 0 | 0 | 0 | 0 | 0 | 0 | 0 | 0 | - | 0 | 0 | 0 | 0 | 0 | 0 | 0 | - | Inactive
| 1 | 7 | 6.1.2.2.1.9.2.6 | Cable Tray, Ladder Type, 30° Horizontal Elbow (R : 900mm) Cover - (W)150mm | - | CABLE TRAY AND ACCESSORIES | 0 | 0 | 0 | 0 | 0 | 0 | 0 | 0 | 0 | 0 | 0 | - | 0 | 0 | 0 | 0 | 0 | 0 | 0 | - | Inactive
| 0 | 4 | 6.1.2.2.2 | Horizontal Tee (R : 600mm) | - | CABLE TRAY AND ACCESSORIES | 0 | 0 | 0 | 0 | 0 | 0 | 0 | 0 | 0 | 0 | 0 | - | 0 | 0 | 0 | 0 | 0 | 0 | 34 | - | Active
| 0 | 5 | 6.1.2.2.2.1 | 1) Body | - | CABLE TRAY AND ACCESSORIES | 0 | 0 | 0 | 0 | 0 | 0 | 0 | 0 | 0 | 0 | 0 | - | 0 | 0 | 0 | 0 | 0 | 0 | 19 | - | Active
| 1 | 6 | 6.1.2.2.2.1.1 | Cable Tray, Ladder Type, Horizontal Tee (R : 600mm) - (W)900mm X (H)150mm | - | CABLE TRAY AND ACCESSORIES | 8 | 0 | 170821.5911 | 42840.6422 | 20956.8181 | 0 | 1366572.7287 | 342725.1374 | 167654.5447 | 1876952.4107 | 26.2612 | MP22 | 7.5 | 0.25011 | 1 | 1.8758 | 15.0065 | 2.0009 | 8 | J.01.01.01 | Active
| 1 | 6 | 6.1.2.2.2.1.2 | Cable Tray, Ladder Type, Horizontal Tee (R : 600mm) - (W)750mm X (H)150mm | - | CABLE TRAY AND ACCESSORIES | 0 | 0 | 0 | 0 | 0 | 0 | 0 | 0 | 0 | 0 | 0 | - | 0 | 0 | 0 | 0 | 0 | 0 | 0 | - | Inactive
| 1 | 6 | 6.1.2.2.2.1.3 | Cable Tray, Ladder Type, Horizontal Tee (R : 600mm) - (W)600mm X (H)150mm | - | CABLE TRAY AND ACCESSORIES | 7 | 0 | 126988.721 | 31847.5717 | 15579.2195 | 0 | 888921.0473 | 222933.0021 | 109054.5364 | 1220908.5858 | 17.0823 | MP22 | 7.5 | 0.20009 | 1 | 1.5006 | 10.5045 | 1.4006 | 7 | J.01.01.02 | Active
| 1 | 6 | 6.1.2.2.2.1.4 | Cable Tray, Ladder Type, Horizontal Tee (R : 600mm) - (W)450mm X (H)150mm | - | CABLE TRAY AND ACCESSORIES | 3 | 0 | 102493.1529 | 25704.3853 | 12574.0909 | 0 | 307479.4588 | 77113.1559 | 37722.2726 | 422314.8873 | 5.9088 | MP22 | 7.5 | 0.15006 | 1 | 1.1255 | 3.3765 | 0.45019 | 3 | J.01.01.03 | Active
| 1 | 6 | 6.1.2.2.2.1.5 | Cable Tray, Ladder Type, Horizontal Tee (R : 600mm) - (W)300mm X (H)150mm | - | CABLE TRAY AND ACCESSORIES | 1 | 0 | 65750.7922 | 16489.6057 | 8066.3979 | 0 | 65750.7922 | 16489.6057 | 8066.3979 | 90306.7957 | 1.2635 | MP22 | 7.5 | 0.15006 | 1 | 1.1255 | 1.1255 | 0.15006 | 1 | J.01.01.04 | Active
| 1 | 6 | 6.1.2.2.2.1.6 | Cable Tray, Ladder Type, Horizontal Tee (R : 600mm) - (W)150mm X (H)150mm | - | CABLE TRAY AND ACCESSORIES | 0 | 0 | 0 | 0 | 0 | 0 | 0 | 0 | 0 | 0 | 0 | - | 0 | 0 | 0 | 0 | 0 | 0 | 0 | - | Inactive
| 0 | 5 | 6.1.2.2.2.2 | 2) Ventilated, Louvered Type Cover | - | CABLE TRAY AND ACCESSORIES | 0 | 0 | 0 | 0 | 0 | 0 | 0 | 0 | 0 | 0 | 0 | - | 0 | 0 | 0 | 0 | 0 | 0 | 15 | - | Active
| 1 | 6 | 6.1.2.2.2.2.1 | Cable Tray, Ladder Type, Horizontal Tee (R : 600mm) Cover - (W)900mm | - | CABLE TRAY AND ACCESSORIES | 8 | 0 | 107005.0248 | 26836.0249 | 13127.6672 | 0 | 856040.1985 | 214688.1993 | 105021.3374 | 1175749.7352 | 16.4504 | MP22 | 7.5 | 0.1 | 1 | 0.75 | 6 | 0.8 | 8 | J.01.02.01 | Active
| 1 | 6 | 6.1.2.2.2.2.2 | Cable Tray, Ladder Type, Horizontal Tee (R : 600mm) Cover - (W)750mm | - | CABLE TRAY AND ACCESSORIES | 0 | 0 | 0 | 0 | 0 | 0 | 0 | 0 | 0 | 0 | 0 | - | 0 | 0 | 0 | 0 | 0 | 0 | 0 | - | Inactive
| 1 | 6 | 6.1.2.2.2.2.3 | Cable Tray, Ladder Type, Horizontal Tee (R : 600mm) Cover - (W)600mm | - | CABLE TRAY AND ACCESSORIES | 5 | 0 | 97335.8781 | 24411.0829 | 11941.4322 | 0 | 486679.3907 | 122055.4145 | 59707.161 | 668441.9662 | 9.3524 | MP22 | 7.5 | 0.1 | 1 | 0.75 | 3.75 | 0.5 | 5 | J.01.02.02 | Active
| 1 | 6 | 6.1.2.2.2.2.4 | Cable Tray, Ladder Type, Horizontal Tee (R : 600mm) Cover - (W)450mm | - | CABLE TRAY AND ACCESSORIES | 2 | 0 | 0 | 0 | 0 | 0 | 122475.8578 | 30715.9321 | 15025.6432 | 168217.433 | 2.3062 | MP22 | 7.5 | 0.1 | 1 | 0.75 | 1.5 | 0.2 | 2 | J.01.02.03 | Active
| 1 | 6 | 6.1.2.2.2.2.5 | Cable Tray, Ladder Type, Horizontal Tee (R : 600mm) Cover - (W)300mm | - | CABLE TRAY AND ACCESSORIES | 0 | 0 | 0 | 0 | 0 | 0 | 0 | 0 | 0 | 0 | 0 | - | 0 | 0 | 0 | 0 | 0 | 0 | 0 | - | Inactive
| 1 | 6 | 6.1.2.2.2.2.6 | Cable Tray, Ladder Type, Horizontal Tee (R : 600mm) Cover - (W)150mm | - | CABLE TRAY AND ACCESSORIES | 0 | 0 | 0 | 0 | 0 | 0 | 0 | 0 | 0 | 0 | 0 | - | 0 | 0 | 0 | 0 | 0 | 0 | 0 | - | Inactive
| 0 | 4 | 6.1.2.2.3 | Horizontal Tee (R : 900mm) | - | CABLE TRAY AND ACCESSORIES | 0 | 0 | 0 | 0 | 0 | 0 | 0 | 0 | 0 | 0 | 0 | - | 0 | 0 | 0 | 0 | 0 | 0 | 8 | - | Active
| 0 | 5 | 6.1.2.2.3.1 | 1) Body - 1) Body | - | CABLE TRAY AND ACCESSORIES | 0 | 0 | 0 | 0 | 0 | 0 | 0 | 0 | 0 | 0 | 0 | - | 0 | 0 | 0 | 0 | 0 | 0 | 4 | - | Active
| 1 | 6 | 6.1.2.2.3.1.1 | Cable Tray, Ladder Type, Horizontal Tee (R : 900mm) - (W)900mm X (H)150mm | - | CABLE TRAY AND ACCESSORIES | 3 | 0 | 170821.5911 | 42840.6422 | 20956.8181 | 0 | 512464.7733 | 128521.9265 | 62870.4543 | 703857.154 | 9.848 | MP22 | 7.5 | 0.25011 | 1 | 1.8758 | 5.6274 | 0.75032 | 3 | J.01.01.01 | Active
| 1 | 6 | 6.1.2.2.3.1.2 | Cable Tray, Ladder Type, Horizontal Tee (R : 900mm) - (W)750mm X (H)150mm | - | CABLE TRAY AND ACCESSORIES | 0 | 0 | 0 | 0 | 0 | 0 | 0 | 0 | 0 | 0 | 0 | - | 0 | 0 | 0 | 0 | 0 | 0 | 0 | - | Inactive
| 1 | 6 | 6.1.2.2.3.1.3 | Cable Tray, Ladder Type, Horizontal Tee (R : 900mm) - (W)600mm X (H)150mm | - | CABLE TRAY AND ACCESSORIES | 1 | 0 | 126988.721 | 31847.5717 | 15579.2195 | 0 | 126988.721 | 31847.5717 | 15579.2195 | 174415.5123 | 2.4403 | MP22 | 7.5 | 0.20009 | 1 | 1.5006 | 1.5006 | 0.20009 | 1 | J.01.01.02 | Active
| 1 | 6 | 6.1.2.2.3.1.4 | Cable Tray, Ladder Type, Horizontal Tee (R : 900mm) - (W)450mm X (H)150mm | - | CABLE TRAY AND ACCESSORIES | 0 | 0 | 0 | 0 | 0 | 0 | 0 | 0 | 0 | 0 | 0 | - | 0 | 0 | 0 | 0 | 0 | 0 | 0 | - | Inactive
| 1 | 6 | 6.1.2.2.3.1.5 | Cable Tray, Ladder Type, Horizontal Tee (R : 900mm) - (W)300mm X (H)150mm | - | CABLE TRAY AND ACCESSORIES | 0 | 0 | 0 | 0 | 0 | 0 | 0 | 0 | 0 | 0 | 0 | - | 0 | 0 | 0 | 0 | 0 | 0 | 0 | - | Inactive
| 1 | 6 | 6.1.2.2.3.1.6 | Cable Tray, Ladder Type, Horizontal Tee (R : 900mm) - (W)150mm X (H)150mm | - | CABLE TRAY AND ACCESSORIES | 0 | 0 | 0 | 0 | 0 | 0 | 0 | 0 | 0 | 0 | 0 | - | 0 | 0 | 0 | 0 | 0 | 0 | 0 | - | Inactive
| 0 | 5 | 6.1.2.2.3.2 | 2) Solid Cover | - | CABLE TRAY AND ACCESSORIES | 0 | 0 | 0 | 0 | 0 | 0 | 0 | 0 | 0 | 0 | 0 | - | 0 | 0 | 0 | 0 | 0 | 0 | 4 | - | Active
| 1 | 6 | 6.1.2.2.3.2.1 | Cable Tray, Ladder Type, Horizontal Tee (R : 900mm) Cover - (W)900mm | - | CABLE TRAY AND ACCESSORIES | 3 | 0 | 107005.0248 | 26836.0249 | 13127.6672 | 0 | 321015.0744 | 80508.0747 | 39383.0015 | 440906.1507 | 6.1689 | MP22 | 7.5 | 0.1 | 1 | 0.75 | 2.25 | 0.3 | 3 | J.01.02.01 | Active
| 1 | 6 | 6.1.2.2.3.2.2 | Cable Tray, Ladder Type, Horizontal Tee (R : 900mm) Cover - (W)750mm | - | CABLE TRAY AND ACCESSORIES | 0 | 0 | 0 | 0 | 0 | 0 | 0 | 0 | 0 | 0 | 0 | - | 0 | 0 | 0 | 0 | 0 | 0 | 0 | - | Inactive
| 1 | 6 | 6.1.2.2.3.2.3 | Cable Tray, Ladder Type, Horizontal Tee (R : 900mm) Cover - (W)600mm | - | CABLE TRAY AND ACCESSORIES | 1 | 0 | 97335.8781 | 24411.0829 | 11941.4322 | 0 | 97335.8781 | 24411.0829 | 11941.4322 | 133688.3932 | 1.8705 | MP22 | 7.5 | 0.1 | 1 | 0.75 | 0.75 | 0.1 | 1 | J.01.02.02 | Active
| 1 | 6 | 6.1.2.2.3.2.4 | Cable Tray, Ladder Type, Horizontal Tee (R : 900mm) Cover - (W)450mm | - | CABLE TRAY AND ACCESSORIES | 0 | 0 | 0 | 0 | 0 | 0 | 0 | 0 | 0 | 0 | 0 | - | 0 | 0 | 0 | 0 | 0 | 0 | 0 | - | Inactive
| 1 | 6 | 6.1.2.2.3.2.5 | Cable Tray, Ladder Type, Horizontal Tee (R : 900mm) Cover - (W)300mm | - | CABLE TRAY AND ACCESSORIES | 0 | 0 | 0 | 0 | 0 | 0 | 0 | 0 | 0 | 0 | 0 | - | 0 | 0 | 0 | 0 | 0 | 0 | 0 | - | Inactive
| 1 | 6 | 6.1.2.2.3.2.6 | Cable Tray, Ladder Type, Horizontal Tee (R : 900mm) Cover - (W)150mm | - | CABLE TRAY AND ACCESSORIES | 0 | 0 | 0 | 0 | 0 | 0 | 0 | 0 | 0 | 0 | 0 | - | 0 | 0 | 0 | 0 | 0 | 0 | 0 | - | Inactive
| 0 | 4 | 6.1.2.2.4 | Horizontal Cross (R : 600mm) | - | CABLE TRAY AND ACCESSORIES | 0 | 0 | 0 | 0 | 0 | 0 | 0 | 0 | 0 | 0 | 0 | - | 0 | 0 | 0 | 0 | 0 | 0 | 0 | - | Inactive
| 0 | 5 | 6.1.2.2.4.1 | 1) Body | - | CABLE TRAY AND ACCESSORIES | 0 | 0 | 0 | 0 | 0 | 0 | 0 | 0 | 0 | 0 | 0 | - | 0 | 0 | 0 | 0 | 0 | 0 | 0 | - | Inactive
| 1 | 6 | 6.1.2.2.4.1.1 | Cable Tray, Ladder Type, Horizontal Cross (R : 600mm) - (W)900mm X (H)150mm | - | CABLE TRAY AND ACCESSORIES | 0 | 0 | 0 | 0 | 0 | 0 | 0 | 0 | 0 | 0 | 0 | - | 0 | 0 | 0 | 0 | 0 | 0 | 0 | - | Inactive
| 1 | 6 | 6.1.2.2.4.1.2 | Cable Tray, Ladder Type, Horizontal Cross (R : 600mm) - (W)750mm X (H)150mm | - | CABLE TRAY AND ACCESSORIES | 0 | 0 | 0 | 0 | 0 | 0 | 0 | 0 | 0 | 0 | 0 | - | 0 | 0 | 0 | 0 | 0 | 0 | 0 | - | Inactive
| 1 | 6 | 6.1.2.2.4.1.3 | Cable Tray, Ladder Type, Horizontal Cross (R : 600mm) - (W)600mm X (H)150mm | - | CABLE TRAY AND ACCESSORIES | 0 | 0 | 0 | 0 | 0 | 0 | 0 | 0 | 0 | 0 | 0 | - | 0 | 0 | 0 | 0 | 0 | 0 | 0 | - | Inactive
| 1 | 6 | 6.1.2.2.4.1.4 | Cable Tray, Ladder Type, Horizontal Cross (R : 600mm) - (W)450mm X (H)150mm | - | CABLE TRAY AND ACCESSORIES | 0 | 0 | 0 | 0 | 0 | 0 | 0 | 0 | 0 | 0 | 0 | - | 0 | 0 | 0 | 0 | 0 | 0 | 0 | - | Inactive
| 1 | 6 | 6.1.2.2.4.1.5 | Cable Tray, Ladder Type, Horizontal Cross (R : 600mm) - (W)300mm X (H)150mm | - | CABLE TRAY AND ACCESSORIES | 0 | 0 | 0 | 0 | 0 | 0 | 0 | 0 | 0 | 0 | 0 | - | 0 | 0 | 0 | 0 | 0 | 0 | 0 | - | Inactive
| 1 | 6 | 6.1.2.2.4.1.6 | Cable Tray, Ladder Type, Horizontal Cross (R : 600mm) - (W)150mm X (H)150mm | - | CABLE TRAY AND ACCESSORIES | 0 | 0 | 0 | 0 | 0 | 0 | 0 | 0 | 0 | 0 | 0 | - | 0 | 0 | 0 | 0 | 0 | 0 | 0 | - | Inactive
| 1 | 6 | 6.1.2.2.4.1.7 | Cable Tray, Ladder Type, Horizontal Cross (R : 600mm) - (W)900mm X (H)150mm (R=1200mm) | - | CABLE TRAY AND ACCESSORIES | 0 | 0 | 0 | 0 | 0 | 0 | 0 | 0 | 0 | 0 | 0 | - | 0 | 0 | 0 | 0 | 0 | 0 | 0 | - | Inactive
| 1 | 5 | 6.1.2.2.4.2 | Cable Tray, Ladder Type, Horizontal Cross (R : 600mm) - - (W)900mm X (H)150mm (R=1200mm) -> All OCs requested to divide this quantities by purposes as below. | - | CABLE TRAY AND ACCESSORIES | 0 | 0 | 0 | 0 | 0 | 0 | 0 | 0 | 0 | 0 | 0 | - | 0 | 0 | 0 | 0 | 0 | 0 | 0 | - | Inactive
| 0 | 5 | 6.1.2.2.4.3 | 2) Ventilated, Louvered Type Cover | - | CABLE TRAY AND ACCESSORIES | 0 | 0 | 0 | 0 | 0 | 0 | 0 | 0 | 0 | 0 | 0 | - | 0 | 0 | 0 | 0 | 0 | 0 | 0 | - | Inactive
| 1 | 6 | 6.1.2.2.4.3.1 | Cable Tray, Ladder Type, Horizontal Cross (R : 600mm) Cover - (W)900mm | - | CABLE TRAY AND ACCESSORIES | 0 | 0 | 0 | 0 | 0 | 0 | 0 | 0 | 0 | 0 | 0 | - | 0 | 0 | 0 | 0 | 0 | 0 | 0 | - | Inactive
| 1 | 6 | 6.1.2.2.4.3.2 | Cable Tray, Ladder Type, Horizontal Cross (R : 600mm) Cover - (W)750mm | - | CABLE TRAY AND ACCESSORIES | 0 | 0 | 0 | 0 | 0 | 0 | 0 | 0 | 0 | 0 | 0 | - | 0 | 0 | 0 | 0 | 0 | 0 | 0 | - | Inactive
| 1 | 6 | 6.1.2.2.4.3.3 | Cable Tray, Ladder Type, Horizontal Cross (R : 600mm) Cover - (W)600mm | - | CABLE TRAY AND ACCESSORIES | 0 | 0 | 0 | 0 | 0 | 0 | 0 | 0 | 0 | 0 | 0 | - | 0 | 0 | 0 | 0 | 0 | 0 | 0 | - | Inactive
| 1 | 6 | 6.1.2.2.4.3.4 | Cable Tray, Ladder Type, Horizontal Cross (R : 600mm) Cover - (W)450mm | - | CABLE TRAY AND ACCESSORIES | 0 | 0 | 0 | 0 | 0 | 0 | 0 | 0 | 0 | 0 | 0 | - | 0 | 0 | 0 | 0 | 0 | 0 | 0 | - | Inactive
| 1 | 6 | 6.1.2.2.4.3.5 | Cable Tray, Ladder Type, Horizontal Cross (R : 600mm) Cover - (W)300mm | - | CABLE TRAY AND ACCESSORIES | 0 | 0 | 0 | 0 | 0 | 0 | 0 | 0 | 0 | 0 | 0 | - | 0 | 0 | 0 | 0 | 0 | 0 | 0 | - | Inactive
| 1 | 6 | 6.1.2.2.4.3.6 | Cable Tray, Ladder Type, Horizontal Cross (R : 600mm) Cover - (W)150mm | - | CABLE TRAY AND ACCESSORIES | 0 | 0 | 0 | 0 | 0 | 0 | 0 | 0 | 0 | 0 | 0 | - | 0 | 0 | 0 | 0 | 0 | 0 | 0 | - | Inactive
| 0 | 4 | 6.1.2.2.5 | Horizontal Cross (R : 900mm) | - | CABLE TRAY AND ACCESSORIES | 0 | 0 | 0 | 0 | 0 | 0 | 0 | 0 | 0 | 0 | 0 | - | 0 | 0 | 0 | 0 | 0 | 0 | 0 | - | Inactive
| 0 | 5 | 6.1.2.2.5.1 | 1) Body | - | CABLE TRAY AND ACCESSORIES | 0 | 0 | 0 | 0 | 0 | 0 | 0 | 0 | 0 | 0 | 0 | - | 0 | 0 | 0 | 0 | 0 | 0 | 0 | - | Inactive
| 1 | 6 | 6.1.2.2.5.1.1 | Cable Tray, Ladder Type, Horizontal Cross (R : 900mm) - (W)900mm X (H)150mm | - | CABLE TRAY AND ACCESSORIES | 0 | 0 | 0 | 0 | 0 | 0 | 0 | 0 | 0 | 0 | 0 | - | 0 | 0 | 0 | 0 | 0 | 0 | 0 | - | Inactive
| 1 | 6 | 6.1.2.2.5.1.2 | Cable Tray, Ladder Type, Horizontal Cross (R : 900mm) - (W)750mm X (H)150mm | - | CABLE TRAY AND ACCESSORIES | 0 | 0 | 0 | 0 | 0 | 0 | 0 | 0 | 0 | 0 | 0 | - | 0 | 0 | 0 | 0 | 0 | 0 | 0 | - | Inactive
| 1 | 6 | 6.1.2.2.5.1.3 | Cable Tray, Ladder Type, Horizontal Cross (R : 900mm) - (W)600mm X (H)150mm | - | CABLE TRAY AND ACCESSORIES | 0 | 0 | 0 | 0 | 0 | 0 | 0 | 0 | 0 | 0 | 0 | - | 0 | 0 | 0 | 0 | 0 | 0 | 0 | - | Inactive
| 1 | 6 | 6.1.2.2.5.1.4 | Cable Tray, Ladder Type, Horizontal Cross (R : 900mm) - (W)450mm X (H)150mm | - | CABLE TRAY AND ACCESSORIES | 0 | 0 | 0 | 0 | 0 | 0 | 0 | 0 | 0 | 0 | 0 | - | 0 | 0 | 0 | 0 | 0 | 0 | 0 | - | Inactive
| 1 | 6 | 6.1.2.2.5.1.5 | Cable Tray, Ladder Type, Horizontal Cross (R : 900mm) - (W)300mm X (H)150mm | - | CABLE TRAY AND ACCESSORIES | 0 | 0 | 0 | 0 | 0 | 0 | 0 | 0 | 0 | 0 | 0 | - | 0 | 0 | 0 | 0 | 0 | 0 | 0 | - | Inactive
| 1 | 6 | 6.1.2.2.5.1.6 | Cable Tray, Ladder Type, Horizontal Cross (R : 900mm) - (W)150mm X (H)150mm | - | CABLE TRAY AND ACCESSORIES | 0 | 0 | 0 | 0 | 0 | 0 | 0 | 0 | 0 | 0 | 0 | - | 0 | 0 | 0 | 0 | 0 | 0 | 0 | - | Inactive
| 0 | 5 | 6.1.2.2.5.2 | 2) Solid Cover | - | CABLE TRAY AND ACCESSORIES | 0 | 0 | 0 | 0 | 0 | 0 | 0 | 0 | 0 | 0 | 0 | - | 0 | 0 | 0 | 0 | 0 | 0 | 0 | - | Inactive
| 1 | 6 | 6.1.2.2.5.2.1 | Cable Tray, Ladder Type, Horizontal Cross (R : 900mm) Cover - (W)900mm | - | CABLE TRAY AND ACCESSORIES | 0 | 0 | 0 | 0 | 0 | 0 | 0 | 0 | 0 | 0 | 0 | - | 0 | 0 | 0 | 0 | 0 | 0 | 0 | - | Inactive
| 1 | 6 | 6.1.2.2.5.2.2 | Cable Tray, Ladder Type, Horizontal Cross (R : 900mm) Cover - (W)750mm | - | CABLE TRAY AND ACCESSORIES | 0 | 0 | 0 | 0 | 0 | 0 | 0 | 0 | 0 | 0 | 0 | - | 0 | 0 | 0 | 0 | 0 | 0 | 0 | - | Inactive
| 1 | 6 | 6.1.2.2.5.2.3 | Cable Tray, Ladder Type, Horizontal Cross (R : 900mm) Cover - (W)600mm | - | CABLE TRAY AND ACCESSORIES | 0 | 0 | 0 | 0 | 0 | 0 | 0 | 0 | 0 | 0 | 0 | - | 0 | 0 | 0 | 0 | 0 | 0 | 0 | - | Inactive
| 1 | 6 | 6.1.2.2.5.2.4 | Cable Tray, Ladder Type, Horizontal Cross (R : 900mm) Cover - (W)450mm | - | CABLE TRAY AND ACCESSORIES | 0 | 0 | 0 | 0 | 0 | 0 | 0 | 0 | 0 | 0 | 0 | - | 0 | 0 | 0 | 0 | 0 | 0 | 0 | - | Inactive
| 1 | 6 | 6.1.2.2.5.2.5 | Cable Tray, Ladder Type, Horizontal Cross (R : 900mm) Cover - (W)300mm | - | CABLE TRAY AND ACCESSORIES | 0 | 0 | 0 | 0 | 0 | 0 | 0 | 0 | 0 | 0 | 0 | - | 0 | 0 | 0 | 0 | 0 | 0 | 0 | - | Inactive
| 1 | 6 | 6.1.2.2.5.2.6 | Cable Tray, Ladder Type, Horizontal Cross (R : 900mm) Cover - (W)150mm | - | CABLE TRAY AND ACCESSORIES | 0 | 0 | 0 | 0 | 0 | 0 | 0 | 0 | 0 | 0 | 0 | - | 0 | 0 | 0 | 0 | 0 | 0 | 0 | - | Inactive
| 0 | 4 | 6.1.2.2.6 | Horizontal WYE (R : 600mm) | - | CABLE TRAY AND ACCESSORIES | 0 | 0 | 0 | 0 | 0 | 0 | 0 | 0 | 0 | 0 | 0 | - | 0 | 0 | 0 | 0 | 0 | 0 | 0 | - | Inactive
| 0 | 5 | 6.1.2.2.6.1 | 1) Body | - | CABLE TRAY AND ACCESSORIES | 0 | 0 | 0 | 0 | 0 | 0 | 0 | 0 | 0 | 0 | 0 | - | 0 | 0 | 0 | 0 | 0 | 0 | 0 | - | Inactive
| 1 | 6 | 6.1.2.2.6.1.1 | Cable Tray, Ladder Type, Horizontal WYE (R : 600mm) | - | CABLE TRAY AND ACCESSORIES | 0 | 0 | 0 | 0 | 0 | 0 | 0 | 0 | 0 | 0 | 0 | - | 0 | 0 | 0 | 0 | 0 | 0 | 0 | - | Inactive
| 1 | 6 | 6.1.2.2.6.1.2 | Cable Tray, Ladder Type, Horizontal WYE (R : 600mm) - (W)900mm X (H)150mm | - | CABLE TRAY AND ACCESSORIES | 0 | 0 | 0 | 0 | 0 | 0 | 0 | 0 | 0 | 0 | 0 | - | 0 | 0 | 0 | 0 | 0 | 0 | 0 | - | Inactive
| 1 | 6 | 6.1.2.2.6.1.3 | Cable Tray, Ladder Type, Horizontal WYE (R : 600mm) - (W)750mm X (H)150mm | - | CABLE TRAY AND ACCESSORIES | 0 | 0 | 0 | 0 | 0 | 0 | 0 | 0 | 0 | 0 | 0 | - | 0 | 0 | 0 | 0 | 0 | 0 | 0 | - | Inactive
| 1 | 6 | 6.1.2.2.6.1.4 | Cable Tray, Ladder Type, Horizontal WYE (R : 600mm) - (W)600mm X (H)150mm | - | CABLE TRAY AND ACCESSORIES | 0 | 0 | 0 | 0 | 0 | 0 | 0 | 0 | 0 | 0 | 0 | - | 0 | 0 | 0 | 0 | 0 | 0 | 0 | - | Inactive
| 1 | 6 | 6.1.2.2.6.1.5 | Cable Tray, Ladder Type, Horizontal WYE (R : 600mm) - (W)450mm X (H)150mm | - | CABLE TRAY AND ACCESSORIES | 0 | 0 | 0 | 0 | 0 | 0 | 0 | 0 | 0 | 0 | 0 | - | 0 | 0 | 0 | 0 | 0 | 0 | 0 | - | Inactive
| 1 | 6 | 6.1.2.2.6.1.6 | Cable Tray, Ladder Type, Horizontal WYE (R : 600mm) - (W)300mm X (H)150mm | - | CABLE TRAY AND ACCESSORIES | 0 | 0 | 0 | 0 | 0 | 0 | 0 | 0 | 0 | 0 | 0 | - | 0 | 0 | 0 | 0 | 0 | 0 | 0 | - | Inactive
| 1 | 6 | 6.1.2.2.6.1.7 | Cable Tray, Ladder Type, Horizontal WYE (R : 600mm) - (W)150mm X (H)150mm | - | CABLE TRAY AND ACCESSORIES | 0 | 0 | 0 | 0 | 0 | 0 | 0 | 0 | 0 | 0 | 0 | - | 0 | 0 | 0 | 0 | 0 | 0 | 0 | - | Inactive
| 0 | 4 | 6.1.2.2.7 | Vertical Elbow | - | CABLE TRAY AND ACCESSORIES | 0 | 0 | 0 | 0 | 0 | 0 | 0 | 0 | 0 | 0 | 0 | - | 0 | 0 | 0 | 0 | 0 | 0 | 290 | - | Active
| 0 | 5 | 6.1.2.2.7.1 | 90° Vertical Elbow | - | CABLE TRAY AND ACCESSORIES | 0 | 0 | 0 | 0 | 0 | 0 | 0 | 0 | 0 | 0 | 0 | - | 0 | 0 | 0 | 0 | 0 | 0 | 234 | - | Active
| 0 | 6 | 6.1.2.2.7.1.1 | 90° Vertical Elbow (R : 600mm) | - | CABLE TRAY AND ACCESSORIES | 0 | 0 | 0 | 0 | 0 | 0 | 0 | 0 | 0 | 0 | 0 | - | 0 | 0 | 0 | 0 | 0 | 0 | 190 | - | Active
| 0 | 7 | 6.1.2.2.7.1.1.1 | 1) Inside | - | CABLE TRAY AND ACCESSORIES | 0 | 0 | 0 | 0 | 0 | 0 | 0 | 0 | 0 | 0 | 0 | - | 0 | 0 | 0 | 0 | 0 | 0 | 29 | - | Active
| 1 | 8 | 6.1.2.2.7.1.1.1.1 | Cable Tray, Ladder Type, 90° Vertical Elbow (R : 600mm) - (W)900mm X (H)150mm | - | CABLE TRAY AND ACCESSORIES | 12 | 0 | 147615.8374 | 37020.7813 | 18109.8541 | 0 | 1771390.0484 | 444249.3762 | 217318.2494 | 2432957.674 | 34.0405 | MP22 | 7.5 | 0.25011 | 1 | 1.8758 | 22.5097 | 3.0013 | 12 | J.01.01.01 | Active
| 1 | 8 | 6.1.2.2.7.1.1.1.2 | Cable Tray, Ladder Type, 90° Vertical Elbow (R : 600mm) - (W)750mm X (H)150mm | - | CABLE TRAY AND ACCESSORIES | 0 | 0 | 0 | 0 | 0 | 0 | 0 | 0 | 0 | 0 | 0 | - | 0 | 0 | 0 | 0 | 0 | 0 | 0 | - | Inactive
| 1 | 8 | 6.1.2.2.7.1.1.1.3 | Cable Tray, Ladder Type, 90° Vertical Elbow (R : 600mm) - (W)600mm X (H)150mm | - | CABLE TRAY AND ACCESSORIES | 5 | 0 | 109583.6622 | 27482.6761 | 13443.9965 | 0 | 547918.311 | 137413.3806 | 67219.9825 | 752551.6741 | 10.5293 | MP22 | 7.5 | 0.20009 | 1 | 1.5006 | 7.5032 | 1.0004 | 5 | J.01.01.02 | Active
| 1 | 8 | 6.1.2.2.7.1.1.1.4 | Cable Tray, Ladder Type, 90° Vertical Elbow (R : 600mm) - (W)450mm X (H)150mm | - | CABLE TRAY AND ACCESSORIES | 0 | 0 | 0 | 0 | 0 | 0 | 0 | 0 | 0 | 0 | 0 | - | 0 | 0.15006 | 1 | 0 | 0 | 0 | 0 | J.01.01.03 | Inactive
| 1 | 8 | 6.1.2.2.7.1.1.1.5 | Cable Tray, Ladder Type, 90° Vertical Elbow (R : 600mm) - (W)300mm X (H)150mm | - | CABLE TRAY AND ACCESSORIES | 12 | 0 | 56726.057 | 14226.3265 | 6959.2453 | 0 | 680712.684 | 170715.9175 | 83510.943 | 934939.5445 | 13.0811 | MP22 | 7.5 | 0.15006 | 1 | 1.1255 | 13.5058 | 1.8008 | 12 | J.01.01.04 | Active
| 1 | 8 | 6.1.2.2.7.1.1.1.6 | Cable Tray, Ladder Type, 90° Vertical Elbow (R : 600mm) - (W)150mm X (H)150mm | - | CABLE TRAY AND ACCESSORIES | 0 | 0 | 0 | 0 | 0 | 0 | 0 | 0 | 0 | 0 | 0 | - | 0 | 0 | 0 | 0 | 0 | 0 | 0 | - | Inactive
| 0 | 7 | 6.1.2.2.7.1.1.2 | 2) Outside | - | CABLE TRAY AND ACCESSORIES | 0 | 0 | 0 | 0 | 0 | 0 | 0 | 0 | 0 | 0 | 0 | - | 0 | 0 | 0 | 0 | 0 | 0 | 67 | - | Active
| 1 | 8 | 6.1.2.2.7.1.1.2.1 | Cable Tray, Ladder Type, 90° Vertical Elbow (R : 600mm) - (W)900mm X (H)150mm | - | CABLE TRAY AND ACCESSORIES | 18 | 0 | 147615.8374 | 37020.7813 | 18109.8541 | 0 | 2657085.0726 | 666374.0643 | 325977.3742 | 3649436.5111 | 51.0608 | MP22 | 7.5 | 0.25011 | 1 | 1.8758 | 33.7645 | 4.5019 | 18 | J.01.01.01 | Active
| 1 | 8 | 6.1.2.2.7.1.1.2.2 | Cable Tray, Ladder Type, 90° Vertical Elbow (R : 600mm) - (W)750mm X (H)150mm | - | CABLE TRAY AND ACCESSORIES | 0 | 0 | 0 | 0 | 0 | 0 | 0 | 0 | 0 | 0 | 0 | - | 0 | 0 | 0 | 0 | 0 | 0 | 0 | - | Inactive
| 1 | 8 | 6.1.2.2.7.1.1.2.3 | Cable Tray, Ladder Type, 90° Vertical Elbow (R : 600mm) - (W)600mm X (H)150mm | - | CABLE TRAY AND ACCESSORIES | 9 | 0 | 109583.6622 | 27482.6761 | 13443.9965 | 0 | 986252.9598 | 247344.085 | 120995.9686 | 1354593.0134 | 18.9527 | MP22 | 7.5 | 0.20009 | 1 | 1.5006 | 13.5058 | 1.8008 | 9 | J.01.01.02 | Active
| 1 | 8 | 6.1.2.2.7.1.1.2.4 | Cable Tray, Ladder Type, 90° Vertical Elbow (R : 600mm) - (W)450mm X (H)150mm | - | CABLE TRAY AND ACCESSORIES | 0 | 0 | 0 | 0 | 0 | 0 | 0 | 0 | 0 | 0 | 0 | - | 0 | 0.15006 | 1 | 0 | 0 | 0 | 0 | J.01.01.03 | Inactive
| 1 | 8 | 6.1.2.2.7.1.1.2.5 | Cable Tray, Ladder Type, 90° Vertical Elbow (R : 600mm) - (W)300mm X (H)150mm | - | CABLE TRAY AND ACCESSORIES | 40 | 0 | 56726.057 | 14226.3265 | 6959.2453 | 0 | 2269042.2799 | 569053.0583 | 278369.8101 | 3116465.1482 | 43.6038 | MP22 | 7.5 | 0.15006 | 1 | 1.1255 | 45.0194 | 6.0026 | 40 | J.01.01.04 | Active
| 1 | 8 | 6.1.2.2.7.1.1.2.6 | Cable Tray, Ladder Type, 90° Vertical Elbow (R : 600mm) - (W)150mm X (H)150mm | - | CABLE TRAY AND ACCESSORIES | 0 | 0 | 0 | 0 | 0 | 0 | 0 | 0 | 0 | 0 | 0 | - | 0 | 0 | 0 | 0 | 0 | 0 | 0 | - | Inactive
| 0 | 7 | 6.1.2.2.7.1.1.3 | 3) Inside Ventilated, Louvered Type Cover | - | CABLE TRAY AND ACCESSORIES | 0 | 0 | 0 | 0 | 0 | 0 | 0 | 0 | 0 | 0 | 0 | - | 0 | 0 | 0 | 0 | 0 | 0 | 25 | - | Active
| 1 | 8 | 6.1.2.2.7.1.1.3.1 | Cable Tray, Ladder Type, 90° Vertical Elbow (R : 600mm) Cover - (W)900mm | - | CABLE TRAY AND ACCESSORIES | 10 | 0 | 92824.0063 | 23279.4433 | 11387.8559 | 0 | 928240.0627 | 232794.4329 | 113878.5587 | 1274913.0543 | 17.8378 | MP22 | 7.5 | 0.1 | 1 | 0.75 | 7.5 | 1 | 10 | J.01.02.01 | Active
| 1 | 8 | 6.1.2.2.7.1.1.3.2 | Cable Tray, Ladder Type, 90° Vertical Elbow (R : 600mm) Cover - (W)750mm | - | CABLE TRAY AND ACCESSORIES | 0 | 0 | 0 | 0 | 0 | 0 | 0 | 0 | 0 | 0 | 0 | - | 0 | 0 | 0 | 0 | 0 | 0 | 0 | - | Inactive
| 1 | 8 | 6.1.2.2.7.1.1.3.3 | Cable Tray, Ladder Type, 90° Vertical Elbow (R : 600mm) Cover - (W)600mm | - | CABLE TRAY AND ACCESSORIES | 5 | 0 | 84443.6826 | 21177.8269 | 10359.7855 | 0 | 422218.413 | 105889.1344 | 51798.9277 | 579906.4751 | 8.1137 | MP22 | 7.5 | 0.1 | 1 | 0.75 | 3.75 | 0.5 | 5 | J.01.02.02 | Active
| 1 | 8 | 6.1.2.2.7.1.1.3.4 | Cable Tray, Ladder Type, 90° Vertical Elbow (R : 600mm) Cover - (W)450mm | - | CABLE TRAY AND ACCESSORIES | 0 | 0 | 0 | 0 | 0 | 0 | 0 | 0 | 0 | 0 | 0 | - | 0 | 0.1 | 1 | 0 | 0 | 0 | 0 | J.01.02.03 | Inactive
| 1 | 8 | 6.1.2.2.7.1.1.3.5 | Cable Tray, Ladder Type, 90° Vertical Elbow (R : 600mm) Cover - (W)300mm | - | CABLE TRAY AND ACCESSORIES | 10 | 0 | 31586.0774 | 7921.4772 | 3875.0343 | 0 | 315860.7739 | 79214.7723 | 38750.3429 | 433825.8891 | 6.0698 | MP22 | 7.5 | 0.1 | 1 | 0.75 | 7.5 | 1 | 10 | J.01.02.04 | Active
| 1 | 8 | 6.1.2.2.7.1.1.3.6 | Cable Tray, Ladder Type, 90° Vertical Elbow (R : 600mm) Cover - (W)150mm | - | CABLE TRAY AND ACCESSORIES | 0 | 0 | 0 | 0 | 0 | 0 | 0 | 0 | 0 | 0 | 0 | - | 0 | 0 | 0 | 0 | 0 | 0 | 0 | - | Inactive
| 0 | 7 | 6.1.2.2.7.1.1.4 | 4) Outside Ventilated, Louvered Type Cover | - | CABLE TRAY AND ACCESSORIES | 0 | 0 | 0 | 0 | 0 | 0 | 0 | 0 | 0 | 0 | 0 | - | 0 | 0 | 0 | 0 | 0 | 0 | 69 | - | Active
| 1 | 8 | 6.1.2.2.7.1.1.4.1 | Cable Tray, Ladder Type, 90° Vertical Elbow (R : 600mm) Cover - (W)900mm | - | CABLE TRAY AND ACCESSORIES | 24 | 0 | 92824.0063 | 23279.4433 | 11387.8559 | 0 | 2227776.1504 | 558706.639 | 273308.5408 | 3059791.3302 | 42.8108 | MP22 | 7.5 | 0.1 | 1 | 0.75 | 18 | 2.4 | 24 | J.01.02.01 | Active
| 1 | 8 | 6.1.2.2.7.1.1.4.2 | Cable Tray, Ladder Type, 90° Vertical Elbow (R : 600mm) Cover - (W)750mm | - | CABLE TRAY AND ACCESSORIES | 0 | 0 | 0 | 0 | 0 | 0 | 0 | 0 | 0 | 0 | 0 | - | 0 | 0 | 0 | 0 | 0 | 0 | 0 | - | Inactive
| 1 | 8 | 6.1.2.2.7.1.1.4.3 | Cable Tray, Ladder Type, 90° Vertical Elbow (R : 600mm) Cover - (W)600mm | - | CABLE TRAY AND ACCESSORIES | 8 | 0 | 84443.6826 | 21177.8269 | 10359.7855 | 0 | 675549.4608 | 169422.6151 | 82878.2844 | 927850.3602 | 12.9819 | MP22 | 7.5 | 0.1 | 1 | 0.75 | 6 | 0.8 | 8 | J.01.02.02 | Active
| 1 | 8 | 6.1.2.2.7.1.1.4.4 | Cable Tray, Ladder Type, 90° Vertical Elbow (R : 600mm) Cover - (W)450mm | - | CABLE TRAY AND ACCESSORIES | 0 | 0 | 0 | 0 | 0 | 0 | 0 | 0 | 0 | 0 | 0 | - | 0 | 0.1 | 1 | 0 | 0 | 0 | 0 | J.01.02.03 | Inactive
| 1 | 8 | 6.1.2.2.7.1.1.4.5 | Cable Tray, Ladder Type, 90° Vertical Elbow (R : 600mm) Cover - (W)300mm | - | CABLE TRAY AND ACCESSORIES | 37 | 0 | 31586.0774 | 7921.4772 | 3875.0343 | 0 | 1168684.8633 | 293094.6576 | 143376.2686 | 1605155.7895 | 22.4584 | MP22 | 7.5 | 0.1 | 1 | 0.75 | 27.75 | 3.7 | 37 | J.01.02.04 | Active
| 1 | 8 | 6.1.2.2.7.1.1.4.6 | Cable Tray, Ladder Type, 90° Vertical Elbow (R : 600mm) Cover - (W)150mm | - | CABLE TRAY AND ACCESSORIES | 0 | 0 | 0 | 0 | 0 | 0 | 0 | 0 | 0 | 0 | 0 | - | 0 | 0 | 0 | 0 | 0 | 0 | 0 | - | Inactive
| 0 | 6 | 6.1.2.2.7.1.2 | 90° Vertical Elbow (R : 900mm) | - | CABLE TRAY AND ACCESSORIES | 0 | 0 | 0 | 0 | 0 | 0 | 0 | 0 | 0 | 0 | 0 | - | 0 | 0 | 0 | 0 | 0 | 0 | 44 | - | Active
| 0 | 7 | 6.1.2.2.7.1.2.1 | 1) Inside | - | CABLE TRAY AND ACCESSORIES | 0 | 0 | 0 | 0 | 0 | 0 | 0 | 0 | 0 | 0 | 0 | - | 0 | 0 | 0 | 0 | 0 | 0 | 8 | - | Active
| 1 | 8 | 6.1.2.2.7.1.2.1.1 | Cable Tray, Ladder Type, 90° Vertical Elbow (R : 900mm) - (W)900mm X (H)150mm | - | CABLE TRAY AND ACCESSORIES | 4 | 0 | 147615.8374 | 37020.7813 | 18109.8541 | 0 | 590463.3495 | 148083.1254 | 72439.4165 | 810985.8913 | 11.3468 | MP22 | 7.5 | 0.25011 | 1 | 1.8758 | 7.5032 | 1.0004 | 4 | J.01.01.01 | Active
| 1 | 8 | 6.1.2.2.7.1.2.1.2 | Cable Tray, Ladder Type, 90° Vertical Elbow (R : 900mm) - (W)750mm X (H)150mm | - | CABLE TRAY AND ACCESSORIES | 0 | 0 | 0 | 0 | 0 | 0 | 0 | 0 | 0 | 0 | 0 | - | 0 | 0 | 0 | 0 | 0 | 0 | 0 | - | Inactive
| 1 | 8 | 6.1.2.2.7.1.2.1.3 | Cable Tray, Ladder Type, 90° Vertical Elbow (R : 900mm) - (W)600mm X (H)150mm | - | CABLE TRAY AND ACCESSORIES | 0 | 0 | 0 | 0 | 0 | 0 | 0 | 0 | 0 | 0 | 0 | - | 0 | 0 | 0 | 0 | 0 | 0 | 0 | - | Inactive
| 1 | 8 | 6.1.2.2.7.1.2.1.4 | Cable Tray, Ladder Type, 90° Vertical Elbow (R : 900mm) - (W)450mm X (H)150mm | - | CABLE TRAY AND ACCESSORIES | 0 | 0 | 0 | 0 | 0 | 0 | 0 | 0 | 0 | 0 | 0 | - | 0 | 0 | 0 | 0 | 0 | 0 | 0 | - | Inactive
| 1 | 8 | 6.1.2.2.7.1.2.1.5 | Cable Tray, Ladder Type, 90° Vertical Elbow (R : 900mm) - (W)300mm X (H)150mm | - | CABLE TRAY AND ACCESSORIES | 4 | 0 | 56726.057 | 14226.3265 | 6959.2453 | 0 | 226904.228 | 56905.3058 | 27836.981 | 311646.5148 | 4.3604 | MP22 | 7.5 | 0.15006 | 1 | 1.1255 | 4.5019 | 0.60026 | 4 | J.01.01.04 | Active
| 1 | 8 | 6.1.2.2.7.1.2.1.6 | Cable Tray, Ladder Type, 90° Vertical Elbow (R : 900mm) - (W)150mm X (H)150mm | - | CABLE TRAY AND ACCESSORIES | 0 | 0 | 0 | 0 | 0 | 0 | 0 | 0 | 0 | 0 | 0 | - | 0 | 0 | 0 | 0 | 0 | 0 | 0 | - | Inactive
| 0 | 7 | 6.1.2.2.7.1.2.2 | 2) Outside - 2) Outside | - | CABLE TRAY AND ACCESSORIES | 0 | 0 | 0 | 0 | 0 | 0 | 0 | 0 | 0 | 0 | 0 | - | 0 | 0 | 0 | 0 | 0 | 0 | 20 | - | Active
| 1 | 8 | 6.1.2.2.7.1.2.2.1 | Cable Tray, Ladder Type, 90° Vertical Elbow (R : 900mm) - (W)900mm X (H)150mm | - | CABLE TRAY AND ACCESSORIES | 14 | 0 | 147615.8374 | 37020.7813 | 18109.8541 | 0 | 2066621.7232 | 518290.9389 | 253537.9577 | 2838450.6197 | 39.7139 | MP22 | 7.5 | 0.25011 | 1 | 1.8758 | 26.2613 | 3.5015 | 14 | J.01.01.01 | Active
| 1 | 8 | 6.1.2.2.7.1.2.2.2 | Cable Tray, Ladder Type, 90° Vertical Elbow (R : 900mm) - (W)750mm X (H)150mm | - | CABLE TRAY AND ACCESSORIES | 0 | 0 | 0 | 0 | 0 | 0 | 0 | 0 | 0 | 0 | 0 | - | 0 | 0 | 0 | 0 | 0 | 0 | 0 | - | Inactive
| 1 | 8 | 6.1.2.2.7.1.2.2.3 | Cable Tray, Ladder Type, 90° Vertical Elbow (R : 900mm) - (W)600mm X (H)150mm | - | CABLE TRAY AND ACCESSORIES | 0 | 0 | 0 | 0 | 0 | 0 | 0 | 0 | 0 | 0 | 0 | - | 0 | 0 | 0 | 0 | 0 | 0 | 0 | - | Inactive
| 1 | 8 | 6.1.2.2.7.1.2.2.4 | Cable Tray, Ladder Type, 90° Vertical Elbow (R : 900mm) - (W)450mm X (H)150mm | - | CABLE TRAY AND ACCESSORIES | 0 | 0 | 0 | 0 | 0 | 0 | 0 | 0 | 0 | 0 | 0 | - | 0 | 0 | 0 | 0 | 0 | 0 | 0 | - | Inactive
| 1 | 8 | 6.1.2.2.7.1.2.2.5 | Cable Tray, Ladder Type, 90° Vertical Elbow (R : 900mm) - (W)300mm X (H)150mm | - | CABLE TRAY AND ACCESSORIES | 6 | 0 | 56726.057 | 14226.3265 | 6959.2453 | 0 | 340356.342 | 85357.9587 | 41755.4715 | 467469.7722 | 6.5406 | MP22 | 7.5 | 0.15006 | 1 | 1.1255 | 6.7529 | 0.90039 | 6 | J.01.01.04 | Active
| 1 | 8 | 6.1.2.2.7.1.2.2.6 | Cable Tray, Ladder Type, 90° Vertical Elbow (R : 900mm) - (W)150mm X (H)150mm | - | CABLE TRAY AND ACCESSORIES | 0 | 0 | 0 | 0 | 0 | 0 | 0 | 0 | 0 | 0 | 0 | - | 0 | 0 | 0 | 0 | 0 | 0 | 0 | - | Inactive
| 0 | 7 | 6.1.2.2.7.1.2.3 | 3) Inside Ventilated, Louvered Type Cover | - | CABLE TRAY AND ACCESSORIES | 0 | 0 | 0 | 0 | 0 | 0 | 0 | 0 | 0 | 0 | 0 | - | 0 | 0 | 0 | 0 | 0 | 0 | 4 | - | Active
| 1 | 8 | 6.1.2.2.7.1.2.3.1 | Cable Tray, Ladder Type, 90° Vertical Elbow (R : 900mm) Cover - (W)900mm | - | CABLE TRAY AND ACCESSORIES | 2 | 0 | 92824.0063 | 23279.4433 | 11387.8559 | 0 | 185648.0125 | 46558.8866 | 22775.7117 | 254982.6109 | 3.5676 | MP22 | 7.5 | 0.1 | 1 | 0.75 | 1.5 | 0.2 | 2 | J.01.02.01 | Active
| 1 | 8 | 6.1.2.2.7.1.2.3.2 | Cable Tray, Ladder Type, 90° Vertical Elbow (R : 900mm) Cover - (W)750mm | - | CABLE TRAY AND ACCESSORIES | 0 | 0 | 0 | 0 | 0 | 0 | 0 | 0 | 0 | 0 | 0 | - | 0 | 0 | 0 | 0 | 0 | 0 | 0 | - | Inactive
| 1 | 8 | 6.1.2.2.7.1.2.3.3 | Cable Tray, Ladder Type, 90° Vertical Elbow (R : 900mm) Cover - (W)600mm | - | CABLE TRAY AND ACCESSORIES | 0 | 0 | 0 | 0 | 0 | 0 | 0 | 0 | 0 | 0 | 0 | - | 0 | 0 | 0 | 0 | 0 | 0 | 0 | - | Inactive
| 1 | 8 | 6.1.2.2.7.1.2.3.4 | Cable Tray, Ladder Type, 90° Vertical Elbow (R : 900mm) Cover - (W)450mm | - | CABLE TRAY AND ACCESSORIES | 0 | 0 | 0 | 0 | 0 | 0 | 0 | 0 | 0 | 0 | 0 | - | 0 | 0 | 0 | 0 | 0 | 0 | 0 | - | Inactive
| 1 | 8 | 6.1.2.2.7.1.2.3.5 | Cable Tray, Ladder Type, 90° Vertical Elbow (R : 900mm) Cover - (W)300mm | - | CABLE TRAY AND ACCESSORIES | 2 | 0 | 31586.0774 | 7921.4772 | 3875.0343 | 0 | 63172.1548 | 15842.9545 | 7750.0686 | 86765.1778 | 1.214 | MP22 | 7.5 | 0.1 | 1 | 0.75 | 1.5 | 0.2 | 2 | J.01.02.04 | Active
| 1 | 8 | 6.1.2.2.7.1.2.3.6 | Cable Tray, Ladder Type, 90° Vertical Elbow (R : 900mm) Cover - (W)150mm | - | CABLE TRAY AND ACCESSORIES | 0 | 0 | 0 | 0 | 0 | 0 | 0 | 0 | 0 | 0 | 0 | - | 0 | 0 | 0 | 0 | 0 | 0 | 0 | - | Inactive
| 0 | 7 | 6.1.2.2.7.1.2.4 | 4) Outside Ventilated, Louvered Type Cover | - | CABLE TRAY AND ACCESSORIES | 0 | 0 | 0 | 0 | 0 | 0 | 0 | 0 | 0 | 0 | 0 | - | 0 | 0 | 0 | 0 | 0 | 0 | 12 | - | Active
| 1 | 8 | 6.1.2.2.7.1.2.4.1 | Cable Tray, Ladder Type, 90° Vertical Elbow (R : 900mm) Cover - (W)900mm | - | CABLE TRAY AND ACCESSORIES | 10 | 0 | 92824.0063 | 23279.4433 | 11387.8559 | 0 | 928240.0627 | 232794.4329 | 113878.5587 | 1274913.0543 | 17.8378 | MP22 | 7.5 | 0.1 | 1 | 0.75 | 7.5 | 1 | 10 | J.01.02.01 | Active
| 1 | 8 | 6.1.2.2.7.1.2.4.2 | Cable Tray, Ladder Type, 90° Vertical Elbow (R : 900mm) Cover - (W)750mm | - | CABLE TRAY AND ACCESSORIES | 0 | 0 | 0 | 0 | 0 | 0 | 0 | 0 | 0 | 0 | 0 | - | 0 | 0 | 0 | 0 | 0 | 0 | 0 | - | Inactive
| 1 | 8 | 6.1.2.2.7.1.2.4.3 | Cable Tray, Ladder Type, 90° Vertical Elbow (R : 900mm) Cover - (W)600mm | - | CABLE TRAY AND ACCESSORIES | 0 | 0 | 0 | 0 | 0 | 0 | 0 | 0 | 0 | 0 | 0 | - | 0 | 0 | 0 | 0 | 0 | 0 | 0 | - | Inactive
| 1 | 8 | 6.1.2.2.7.1.2.4.4 | Cable Tray, Ladder Type, 90° Vertical Elbow (R : 900mm) Cover - (W)450mm | - | CABLE TRAY AND ACCESSORIES | 0 | 0 | 0 | 0 | 0 | 0 | 0 | 0 | 0 | 0 | 0 | - | 0 | 0 | 0 | 0 | 0 | 0 | 0 | - | Inactive
| 1 | 8 | 6.1.2.2.7.1.2.4.5 | Cable Tray, Ladder Type, 90° Vertical Elbow (R : 900mm) Cover - (W)300mm | - | CABLE TRAY AND ACCESSORIES | 2 | 0 | 31586.0774 | 7921.4772 | 3875.0343 | 0 | 63172.1548 | 15842.9545 | 7750.0686 | 86765.1778 | 1.214 | MP22 | 7.5 | 0.1 | 1 | 0.75 | 1.5 | 0.2 | 2 | J.01.02.04 | Active
| 1 | 8 | 6.1.2.2.7.1.2.4.6 | Cable Tray, Ladder Type, 90° Vertical Elbow (R : 900mm) Cover - (W)150mm | - | CABLE TRAY AND ACCESSORIES | 0 | 0 | 0 | 0 | 0 | 0 | 0 | 0 | 0 | 0 | 0 | - | 0 | 0 | 0 | 0 | 0 | 0 | 0 | - | Inactive
| 0 | 5 | 6.1.2.2.7.2 | 60° Vertical Elbow (R : 600mm) | - | CABLE TRAY AND ACCESSORIES | 0 | 0 | 0 | 0 | 0 | 0 | 0 | 0 | 0 | 0 | 0 | - | 0 | 0 | 0 | 0 | 0 | 0 | 0 | - | Inactive
| 0 | 6 | 6.1.2.2.7.2.1 | 1) Inside | - | CABLE TRAY AND ACCESSORIES | 0 | 0 | 0 | 0 | 0 | 0 | 0 | 0 | 0 | 0 | 0 | - | 0 | 0 | 0 | 0 | 0 | 0 | 0 | - | Inactive
| 1 | 7 | 6.1.2.2.7.2.1.1 | Cable Tray, Ladder Type, 60° Vertical Elbow (R : 600mm) - (W)900mm X (H)150mm | - | CABLE TRAY AND ACCESSORIES | 0 | 0 | 0 | 0 | 0 | 0 | 0 | 0 | 0 | 0 | 0 | - | 0 | 0 | 0 | 0 | 0 | 0 | 0 | - | Inactive
| 1 | 7 | 6.1.2.2.7.2.1.2 | Cable Tray, Ladder Type, 60° Vertical Elbow (R : 600mm) - (W)750mm X (H)150mm | - | CABLE TRAY AND ACCESSORIES | 0 | 0 | 0 | 0 | 0 | 0 | 0 | 0 | 0 | 0 | 0 | - | 0 | 0 | 0 | 0 | 0 | 0 | 0 | - | Inactive
| 1 | 7 | 6.1.2.2.7.2.1.3 | Cable Tray, Ladder Type, 60° Vertical Elbow (R : 600mm) - (W)600mm X (H)150mm | - | CABLE TRAY AND ACCESSORIES | 0 | 0 | 0 | 0 | 0 | 0 | 0 | 0 | 0 | 0 | 0 | - | 0 | 0 | 0 | 0 | 0 | 0 | 0 | - | Inactive
| 1 | 7 | 6.1.2.2.7.2.1.4 | Cable Tray, Ladder Type, 60° Vertical Elbow (R : 600mm) - (W)450mm X (H)150mm | - | CABLE TRAY AND ACCESSORIES | 0 | 0 | 0 | 0 | 0 | 0 | 0 | 0 | 0 | 0 | 0 | - | 0 | 0 | 0 | 0 | 0 | 0 | 0 | - | Inactive
| 1 | 7 | 6.1.2.2.7.2.1.5 | Cable Tray, Ladder Type, 60° Vertical Elbow (R : 600mm) - (W)300mm X (H)150mm | - | CABLE TRAY AND ACCESSORIES | 0 | 0 | 0 | 0 | 0 | 0 | 0 | 0 | 0 | 0 | 0 | - | 0 | 0 | 0 | 0 | 0 | 0 | 0 | - | Inactive
| 1 | 7 | 6.1.2.2.7.2.1.6 | Cable Tray, Ladder Type, 60° Vertical Elbow (R : 600mm) - (W)150mm X (H)150mm | - | CABLE TRAY AND ACCESSORIES | 0 | 0 | 0 | 0 | 0 | 0 | 0 | 0 | 0 | 0 | 0 | - | 0 | 0 | 0 | 0 | 0 | 0 | 0 | - | Inactive
| 0 | 6 | 6.1.2.2.7.2.2 | 2) Outside | - | CABLE TRAY AND ACCESSORIES | 0 | 0 | 0 | 0 | 0 | 0 | 0 | 0 | 0 | 0 | 0 | - | 0 | 0 | 0 | 0 | 0 | 0 | 0 | - | Inactive
| 1 | 7 | 6.1.2.2.7.2.2.1 | Cable Tray, Ladder Type, 60° Vertical Elbow (R : 600mm) - (W)900mm X (H)150mm | - | CABLE TRAY AND ACCESSORIES | 0 | 0 | 0 | 0 | 0 | 0 | 0 | 0 | 0 | 0 | 0 | - | 0 | 0 | 0 | 0 | 0 | 0 | 0 | - | Inactive
| 1 | 7 | 6.1.2.2.7.2.2.2 | Cable Tray, Ladder Type, 60° Vertical Elbow (R : 600mm) - (W)750mm X (H)150mm | - | CABLE TRAY AND ACCESSORIES | 0 | 0 | 0 | 0 | 0 | 0 | 0 | 0 | 0 | 0 | 0 | - | 0 | 0 | 0 | 0 | 0 | 0 | 0 | - | Inactive
| 1 | 7 | 6.1.2.2.7.2.2.3 | Cable Tray, Ladder Type, 60° Vertical Elbow (R : 600mm) - (W)600mm X (H)150mm | - | CABLE TRAY AND ACCESSORIES | 0 | 0 | 0 | 0 | 0 | 0 | 0 | 0 | 0 | 0 | 0 | - | 0 | 0 | 0 | 0 | 0 | 0 | 0 | - | Inactive
| 1 | 7 | 6.1.2.2.7.2.2.4 | Cable Tray, Ladder Type, 60° Vertical Elbow (R : 600mm) - (W)450mm X (H)150mm | - | CABLE TRAY AND ACCESSORIES | 0 | 0 | 0 | 0 | 0 | 0 | 0 | 0 | 0 | 0 | 0 | - | 0 | 0 | 0 | 0 | 0 | 0 | 0 | - | Inactive
| 1 | 7 | 6.1.2.2.7.2.2.5 | Cable Tray, Ladder Type, 60° Vertical Elbow (R : 600mm) - (W)300mm X (H)150mm | - | CABLE TRAY AND ACCESSORIES | 0 | 0 | 0 | 0 | 0 | 0 | 0 | 0 | 0 | 0 | 0 | - | 0 | 0 | 0 | 0 | 0 | 0 | 0 | - | Inactive
| 1 | 7 | 6.1.2.2.7.2.2.6 | Cable Tray, Ladder Type, 60° Vertical Elbow (R : 600mm) - (W)150mm X (H)150mm | - | CABLE TRAY AND ACCESSORIES | 0 | 0 | 0 | 0 | 0 | 0 | 0 | 0 | 0 | 0 | 0 | - | 0 | 0 | 0 | 0 | 0 | 0 | 0 | - | Inactive
| 0 | 6 | 6.1.2.2.7.2.3 | 3) Inside Ventilated, Louvered Type Cover | - | CABLE TRAY AND ACCESSORIES | 0 | 0 | 0 | 0 | 0 | 0 | 0 | 0 | 0 | 0 | 0 | - | 0 | 0 | 0 | 0 | 0 | 0 | 0 | - | Inactive
| 1 | 7 | 6.1.2.2.7.2.3.1 | Cable Tray, Ladder Type, 60° Vertical Elbow (R : 600mm) Cover - (W)900mm | - | CABLE TRAY AND ACCESSORIES | 0 | 0 | 0 | 0 | 0 | 0 | 0 | 0 | 0 | 0 | 0 | - | 0 | 0 | 0 | 0 | 0 | 0 | 0 | - | Inactive
| 1 | 7 | 6.1.2.2.7.2.3.2 | Cable Tray, Ladder Type, 60° Vertical Elbow (R : 600mm) Cover - (W)750mm | - | CABLE TRAY AND ACCESSORIES | 0 | 0 | 0 | 0 | 0 | 0 | 0 | 0 | 0 | 0 | 0 | - | 0 | 0 | 0 | 0 | 0 | 0 | 0 | - | Inactive
| 1 | 7 | 6.1.2.2.7.2.3.3 | Cable Tray, Ladder Type, 60° Vertical Elbow (R : 600mm) Cover - (W)600mm | - | CABLE TRAY AND ACCESSORIES | 0 | 0 | 0 | 0 | 0 | 0 | 0 | 0 | 0 | 0 | 0 | - | 0 | 0 | 0 | 0 | 0 | 0 | 0 | - | Inactive
| 1 | 7 | 6.1.2.2.7.2.3.4 | Cable Tray, Ladder Type, 60° Vertical Elbow (R : 600mm) Cover - (W)450mm | - | CABLE TRAY AND ACCESSORIES | 0 | 0 | 0 | 0 | 0 | 0 | 0 | 0 | 0 | 0 | 0 | - | 0 | 0 | 0 | 0 | 0 | 0 | 0 | - | Inactive
| 1 | 7 | 6.1.2.2.7.2.3.5 | Cable Tray, Ladder Type, 60° Vertical Elbow (R : 600mm) Cover - (W)300mm | - | CABLE TRAY AND ACCESSORIES | 0 | 0 | 0 | 0 | 0 | 0 | 0 | 0 | 0 | 0 | 0 | - | 0 | 0 | 0 | 0 | 0 | 0 | 0 | - | Inactive
| 1 | 7 | 6.1.2.2.7.2.3.6 | Cable Tray, Ladder Type, 60° Vertical Elbow (R : 600mm) Cover - (W)150mm | - | CABLE TRAY AND ACCESSORIES | 0 | 0 | 0 | 0 | 0 | 0 | 0 | 0 | 0 | 0 | 0 | - | 0 | 0 | 0 | 0 | 0 | 0 | 0 | - | Inactive
| 0 | 6 | 6.1.2.2.7.2.4 | 4) Outside Ventilated, Louvered Type Cover | - | CABLE TRAY AND ACCESSORIES | 0 | 0 | 0 | 0 | 0 | 0 | 0 | 0 | 0 | 0 | 0 | - | 0 | 0 | 0 | 0 | 0 | 0 | 0 | - | Inactive
| 1 | 7 | 6.1.2.2.7.2.4.1 | Cable Tray, Ladder Type, 60° Vertical Elbow (R : 600mm) Cover - (W)900mm | - | CABLE TRAY AND ACCESSORIES | 0 | 0 | 0 | 0 | 0 | 0 | 0 | 0 | 0 | 0 | 0 | - | 0 | 0 | 0 | 0 | 0 | 0 | 0 | - | Inactive
| 1 | 7 | 6.1.2.2.7.2.4.2 | Cable Tray, Ladder Type, 60° Vertical Elbow (R : 600mm) Cover - (W)750mm | - | CABLE TRAY AND ACCESSORIES | 0 | 0 | 0 | 0 | 0 | 0 | 0 | 0 | 0 | 0 | 0 | - | 0 | 0 | 0 | 0 | 0 | 0 | 0 | - | Inactive
| 1 | 7 | 6.1.2.2.7.2.4.3 | Cable Tray, Ladder Type, 60° Vertical Elbow (R : 600mm) Cover - (W)600mm | - | CABLE TRAY AND ACCESSORIES | 0 | 0 | 0 | 0 | 0 | 0 | 0 | 0 | 0 | 0 | 0 | - | 0 | 0 | 0 | 0 | 0 | 0 | 0 | - | Inactive
| 1 | 7 | 6.1.2.2.7.2.4.4 | Cable Tray, Ladder Type, 60° Vertical Elbow (R : 600mm) Cover - (W)450mm | - | CABLE TRAY AND ACCESSORIES | 0 | 0 | 0 | 0 | 0 | 0 | 0 | 0 | 0 | 0 | 0 | - | 0 | 0 | 0 | 0 | 0 | 0 | 0 | - | Inactive
| 1 | 7 | 6.1.2.2.7.2.4.5 | Cable Tray, Ladder Type, 60° Vertical Elbow (R : 600mm) Cover - (W)300mm | - | CABLE TRAY AND ACCESSORIES | 0 | 0 | 0 | 0 | 0 | 0 | 0 | 0 | 0 | 0 | 0 | - | 0 | 0 | 0 | 0 | 0 | 0 | 0 | - | Inactive
| 1 | 7 | 6.1.2.2.7.2.4.6 | Cable Tray, Ladder Type, 60° Vertical Elbow (R : 600mm) Cover - (W)150mm | - | CABLE TRAY AND ACCESSORIES | 0 | 0 | 0 | 0 | 0 | 0 | 0 | 0 | 0 | 0 | 0 | - | 0 | 0 | 0 | 0 | 0 | 0 | 0 | - | Inactive
| 0 | 5 | 6.1.2.2.7.3 | 60° Vertical Elbow (R : 900mm) | - | CABLE TRAY AND ACCESSORIES | 0 | 0 | 0 | 0 | 0 | 0 | 0 | 0 | 0 | 0 | 0 | - | 0 | 0 | 0 | 0 | 0 | 0 | 0 | - | Inactive
| 0 | 6 | 6.1.2.2.7.3.1 | 1) Inside | - | CABLE TRAY AND ACCESSORIES | 0 | 0 | 0 | 0 | 0 | 0 | 0 | 0 | 0 | 0 | 0 | - | 0 | 0 | 0 | 0 | 0 | 0 | 0 | - | Inactive
| 1 | 7 | 6.1.2.2.7.3.1.1 | Cable Tray, Ladder Type, 60° Vertical Elbow (R : 900mm) - (W)900mm X (H)150mm | - | CABLE TRAY AND ACCESSORIES | 0 | 0 | 0 | 0 | 0 | 0 | 0 | 0 | 0 | 0 | 0 | - | 0 | 0 | 0 | 0 | 0 | 0 | 0 | - | Inactive
| 1 | 7 | 6.1.2.2.7.3.1.2 | Cable Tray, Ladder Type, 60° Vertical Elbow (R : 900mm) - (W)750mm X (H)150mm | - | CABLE TRAY AND ACCESSORIES | 0 | 0 | 0 | 0 | 0 | 0 | 0 | 0 | 0 | 0 | 0 | - | 0 | 0 | 0 | 0 | 0 | 0 | 0 | - | Inactive
| 1 | 7 | 6.1.2.2.7.3.1.3 | Cable Tray, Ladder Type, 60° Vertical Elbow (R : 900mm) - (W)600mm X (H)150mm | - | CABLE TRAY AND ACCESSORIES | 0 | 0 | 0 | 0 | 0 | 0 | 0 | 0 | 0 | 0 | 0 | - | 0 | 0 | 0 | 0 | 0 | 0 | 0 | - | Inactive
| 1 | 7 | 6.1.2.2.7.3.1.4 | Cable Tray, Ladder Type, 60° Vertical Elbow (R : 900mm) - (W)450mm X (H)150mm | - | CABLE TRAY AND ACCESSORIES | 0 | 0 | 0 | 0 | 0 | 0 | 0 | 0 | 0 | 0 | 0 | - | 0 | 0 | 0 | 0 | 0 | 0 | 0 | - | Inactive
| 1 | 7 | 6.1.2.2.7.3.1.5 | Cable Tray, Ladder Type, 60° Vertical Elbow (R : 900mm) - (W)300mm X (H)150mm | - | CABLE TRAY AND ACCESSORIES | 0 | 0 | 0 | 0 | 0 | 0 | 0 | 0 | 0 | 0 | 0 | - | 0 | 0 | 0 | 0 | 0 | 0 | 0 | - | Inactive
| 1 | 7 | 6.1.2.2.7.3.1.6 | Cable Tray, Ladder Type, 60° Vertical Elbow (R : 900mm) - (W)150mm X (H)150mm | - | CABLE TRAY AND ACCESSORIES | 0 | 0 | 0 | 0 | 0 | 0 | 0 | 0 | 0 | 0 | 0 | - | 0 | 0 | 0 | 0 | 0 | 0 | 0 | - | Inactive
| 0 | 6 | 6.1.2.2.7.3.2 | 2) Outside | - | CABLE TRAY AND ACCESSORIES | 0 | 0 | 0 | 0 | 0 | 0 | 0 | 0 | 0 | 0 | 0 | - | 0 | 0 | 0 | 0 | 0 | 0 | 0 | - | Inactive
| 1 | 7 | 6.1.2.2.7.3.2.1 | Cable Tray, Ladder Type, 60° Vertical Elbow (R : 900mm) - (W)900mm X (H)150mm | - | CABLE TRAY AND ACCESSORIES | 0 | 0 | 0 | 0 | 0 | 0 | 0 | 0 | 0 | 0 | 0 | - | 0 | 0 | 0 | 0 | 0 | 0 | 0 | - | Inactive
| 1 | 7 | 6.1.2.2.7.3.2.2 | Cable Tray, Ladder Type, 60° Vertical Elbow (R : 900mm) - (W)750mm X (H)150mm | - | CABLE TRAY AND ACCESSORIES | 0 | 0 | 0 | 0 | 0 | 0 | 0 | 0 | 0 | 0 | 0 | - | 0 | 0 | 0 | 0 | 0 | 0 | 0 | - | Inactive
| 1 | 7 | 6.1.2.2.7.3.2.3 | Cable Tray, Ladder Type, 60° Vertical Elbow (R : 900mm) - (W)600mm X (H)150mm | - | CABLE TRAY AND ACCESSORIES | 0 | 0 | 0 | 0 | 0 | 0 | 0 | 0 | 0 | 0 | 0 | - | 0 | 0 | 0 | 0 | 0 | 0 | 0 | - | Inactive
| 1 | 7 | 6.1.2.2.7.3.2.4 | Cable Tray, Ladder Type, 60° Vertical Elbow (R : 900mm) - (W)450mm X (H)150mm | - | CABLE TRAY AND ACCESSORIES | 0 | 0 | 0 | 0 | 0 | 0 | 0 | 0 | 0 | 0 | 0 | - | 0 | 0 | 0 | 0 | 0 | 0 | 0 | - | Inactive
| 1 | 7 | 6.1.2.2.7.3.2.5 | Cable Tray, Ladder Type, 60° Vertical Elbow (R : 900mm) - (W)300mm X (H)150mm | - | CABLE TRAY AND ACCESSORIES | 0 | 0 | 0 | 0 | 0 | 0 | 0 | 0 | 0 | 0 | 0 | - | 0 | 0 | 0 | 0 | 0 | 0 | 0 | - | Inactive
| 1 | 7 | 6.1.2.2.7.3.2.6 | Cable Tray, Ladder Type, 60° Vertical Elbow (R : 900mm) - (W)150mm X (H)150mm | - | CABLE TRAY AND ACCESSORIES | 0 | 0 | 0 | 0 | 0 | 0 | 0 | 0 | 0 | 0 | 0 | - | 0 | 0 | 0 | 0 | 0 | 0 | 0 | - | Inactive
| 0 | 6 | 6.1.2.2.7.3.3 | 3) Inside Solid cover | - | CABLE TRAY AND ACCESSORIES | 0 | 0 | 0 | 0 | 0 | 0 | 0 | 0 | 0 | 0 | 0 | - | 0 | 0 | 0 | 0 | 0 | 0 | 0 | - | Inactive
| 1 | 7 | 6.1.2.2.7.3.3.1 | Cable Tray, Ladder Type, 60° Vertical Elbow (R : 900mm Cover - (W)900mm | - | CABLE TRAY AND ACCESSORIES | 0 | 0 | 0 | 0 | 0 | 0 | 0 | 0 | 0 | 0 | 0 | - | 0 | 0 | 0 | 0 | 0 | 0 | 0 | - | Inactive
| 1 | 7 | 6.1.2.2.7.3.3.2 | Cable Tray, Ladder Type, 60° Vertical Elbow (R : 900mm Cover - (W)750mm | - | CABLE TRAY AND ACCESSORIES | 0 | 0 | 0 | 0 | 0 | 0 | 0 | 0 | 0 | 0 | 0 | - | 0 | 0 | 0 | 0 | 0 | 0 | 0 | - | Inactive
| 1 | 7 | 6.1.2.2.7.3.3.3 | Cable Tray, Ladder Type, 60° Vertical Elbow (R : 900mm Cover - (W)600mm | - | CABLE TRAY AND ACCESSORIES | 0 | 0 | 0 | 0 | 0 | 0 | 0 | 0 | 0 | 0 | 0 | - | 0 | 0 | 0 | 0 | 0 | 0 | 0 | - | Inactive
| 1 | 7 | 6.1.2.2.7.3.3.4 | Cable Tray, Ladder Type, 60° Vertical Elbow (R : 900mm Cover - (W)450mm | - | CABLE TRAY AND ACCESSORIES | 0 | 0 | 0 | 0 | 0 | 0 | 0 | 0 | 0 | 0 | 0 | - | 0 | 0 | 0 | 0 | 0 | 0 | 0 | - | Inactive
| 1 | 7 | 6.1.2.2.7.3.3.5 | Cable Tray, Ladder Type, 60° Vertical Elbow (R : 900mm Cover - (W)300mm | - | CABLE TRAY AND ACCESSORIES | 0 | 0 | 0 | 0 | 0 | 0 | 0 | 0 | 0 | 0 | 0 | - | 0 | 0 | 0 | 0 | 0 | 0 | 0 | - | Inactive
| 1 | 7 | 6.1.2.2.7.3.3.6 | Cable Tray, Ladder Type, 60° Vertical Elbow (R : 900mm Cover - (W)150mm | - | CABLE TRAY AND ACCESSORIES | 0 | 0 | 0 | 0 | 0 | 0 | 0 | 0 | 0 | 0 | 0 | - | 0 | 0 | 0 | 0 | 0 | 0 | 0 | - | Inactive
| 0 | 6 | 6.1.2.2.7.3.4 | 4) Outside Solid cover | - | CABLE TRAY AND ACCESSORIES | 0 | 0 | 0 | 0 | 0 | 0 | 0 | 0 | 0 | 0 | 0 | - | 0 | 0 | 0 | 0 | 0 | 0 | 0 | - | Inactive
| 1 | 7 | 6.1.2.2.7.3.4.1 | Cable Tray, Ladder Type, 60° Vertical Elbow (R : 900mm Cover - (W)900mm | - | CABLE TRAY AND ACCESSORIES | 0 | 0 | 0 | 0 | 0 | 0 | 0 | 0 | 0 | 0 | 0 | - | 0 | 0 | 0 | 0 | 0 | 0 | 0 | - | Inactive
| 1 | 7 | 6.1.2.2.7.3.4.2 | Cable Tray, Ladder Type, 60° Vertical Elbow (R : 900mm Cover - (W)750mm | - | CABLE TRAY AND ACCESSORIES | 0 | 0 | 0 | 0 | 0 | 0 | 0 | 0 | 0 | 0 | 0 | - | 0 | 0 | 0 | 0 | 0 | 0 | 0 | - | Inactive
| 1 | 7 | 6.1.2.2.7.3.4.3 | Cable Tray, Ladder Type, 60° Vertical Elbow (R : 900mm Cover - (W)600mm | - | CABLE TRAY AND ACCESSORIES | 0 | 0 | 0 | 0 | 0 | 0 | 0 | 0 | 0 | 0 | 0 | - | 0 | 0 | 0 | 0 | 0 | 0 | 0 | - | Inactive
| 1 | 7 | 6.1.2.2.7.3.4.4 | Cable Tray, Ladder Type, 60° Vertical Elbow (R : 900mm Cover - (W)450mm | - | CABLE TRAY AND ACCESSORIES | 0 | 0 | 0 | 0 | 0 | 0 | 0 | 0 | 0 | 0 | 0 | - | 0 | 0 | 0 | 0 | 0 | 0 | 0 | - | Inactive
| 1 | 7 | 6.1.2.2.7.3.4.5 | Cable Tray, Ladder Type, 60° Vertical Elbow (R : 900mm Cover - (W)300mm | - | CABLE TRAY AND ACCESSORIES | 0 | 0 | 0 | 0 | 0 | 0 | 0 | 0 | 0 | 0 | 0 | - | 0 | 0 | 0 | 0 | 0 | 0 | 0 | - | Inactive
| 1 | 7 | 6.1.2.2.7.3.4.6 | Cable Tray, Ladder Type, 60° Vertical Elbow (R : 900mm Cover - (W)150mm | - | CABLE TRAY AND ACCESSORIES | 0 | 0 | 0 | 0 | 0 | 0 | 0 | 0 | 0 | 0 | 0 | - | 0 | 0 | 0 | 0 | 0 | 0 | 0 | - | Inactive
| 0 | 5 | 6.1.2.2.7.4 | 45° Vertical Elbow (R : 600mm) | - | CABLE TRAY AND ACCESSORIES | 0 | 0 | 0 | 0 | 0 | 0 | 0 | 0 | 0 | 0 | 0 | - | 0 | 0 | 0 | 0 | 0 | 0 | 40 | - | Active
| 0 | 6 | 6.1.2.2.7.4.1 | 1) Inside | - | CABLE TRAY AND ACCESSORIES | 0 | 0 | 0 | 0 | 0 | 0 | 0 | 0 | 0 | 0 | 0 | - | 0 | 0 | 0 | 0 | 0 | 0 | 10 | - | Active
| 1 | 7 | 6.1.2.2.7.4.1.1 | Cable Tray, Ladder Type, 45° Vertical Elbow (R : 600mm) - (W)900mm X (H)150mm | - | CABLE TRAY AND ACCESSORIES | 10 | 0 | 147615.8374 | 37020.7813 | 18109.8541 | 0 | 1476158.3737 | 370207.8135 | 181098.5412 | 2027464.7284 | 27.7956 | MP22 | 7.5 | 0.25011 | 1 | 1.8758 | 18.7581 | 2.5011 | 10 | J.01.01.01 | Active
| 1 | 7 | 6.1.2.2.7.4.1.2 | Cable Tray, Ladder Type, 45° Vertical Elbow (R : 600mm) - (W)750mm X (H)150mm | - | CABLE TRAY AND ACCESSORIES | 0 | 0 | 0 | 0 | 0 | 0 | 0 | 0 | 0 | 0 | 0 | - | 0 | 0 | 0 | 0 | 0 | 0 | 0 | - | Inactive
| 1 | 7 | 6.1.2.2.7.4.1.3 | Cable Tray, Ladder Type, 45° Vertical Elbow (R : 600mm) - (W)600mm X (H)150mm | - | CABLE TRAY AND ACCESSORIES | 0 | 0 | 0 | 0 | 0 | 0 | 0 | 0 | 0 | 0 | 0 | - | 0 | 0 | 0 | 0 | 0 | 0 | 0 | - | Inactive
| 1 | 7 | 6.1.2.2.7.4.1.4 | Cable Tray, Ladder Type, 45° Vertical Elbow (R : 600mm) - (W)450mm X (H)150mm | - | CABLE TRAY AND ACCESSORIES | 0 | 0 | 0 | 0 | 0 | 0 | 0 | 0 | 0 | 0 | 0 | - | 0 | 0 | 0 | 0 | 0 | 0 | 0 | - | Inactive
| 1 | 7 | 6.1.2.2.7.4.1.5 | Cable Tray, Ladder Type, 45° Vertical Elbow (R : 600mm) - (W)300mm X (H)150mm | - | CABLE TRAY AND ACCESSORIES | 0 | 0 | 0 | 0 | 0 | 0 | 0 | 0 | 0 | 0 | 0 | - | 0 | 0 | 0 | 0 | 0 | 0 | 0 | - | Inactive
| 1 | 7 | 6.1.2.2.7.4.1.6 | Cable Tray, Ladder Type, 45° Vertical Elbow (R : 600mm) - (W)150mm X (H)150mm | - | CABLE TRAY AND ACCESSORIES | 0 | 0 | 0 | 0 | 0 | 0 | 0 | 0 | 0 | 0 | 0 | - | 0 | 0 | 0 | 0 | 0 | 0 | 0 | - | Inactive
| 0 | 6 | 6.1.2.2.7.4.2 | 2) Outside | - | CABLE TRAY AND ACCESSORIES | 0 | 0 | 0 | 0 | 0 | 0 | 0 | 0 | 0 | 0 | 0 | - | 0 | 0 | 0 | 0 | 0 | 0 | 10 | - | Active
| 1 | 7 | 6.1.2.2.7.4.2.1 | Cable Tray, Ladder Type, 45° Vertical Elbow (R : 600mm) - (W)900mm X (H)150mm | - | CABLE TRAY AND ACCESSORIES | 10 | 0 | 147615.8374 | 37020.7813 | 18109.8541 | 0 | 1476158.3737 | 370207.8135 | 181098.5412 | 2027464.7284 | 27.7956 | MP22 | 7.5 | 0.25011 | 1 | 1.8758 | 18.7581 | 2.5011 | 10 | J.01.01.01 | Active
| 1 | 7 | 6.1.2.2.7.4.2.2 | Cable Tray, Ladder Type, 45° Vertical Elbow (R : 600mm) - (W)750mm X (H)150mm | - | CABLE TRAY AND ACCESSORIES | 0 | 0 | 0 | 0 | 0 | 0 | 0 | 0 | 0 | 0 | 0 | - | 0 | 0 | 0 | 0 | 0 | 0 | 0 | - | Inactive
| 1 | 7 | 6.1.2.2.7.4.2.3 | Cable Tray, Ladder Type, 45° Vertical Elbow (R : 600mm) - (W)600mm X (H)150mm | - | CABLE TRAY AND ACCESSORIES | 0 | 0 | 0 | 0 | 0 | 0 | 0 | 0 | 0 | 0 | 0 | - | 0 | 0 | 0 | 0 | 0 | 0 | 0 | - | Inactive
| 1 | 7 | 6.1.2.2.7.4.2.4 | Cable Tray, Ladder Type, 45° Vertical Elbow (R : 600mm) - (W)450mm X (H)150mm | - | CABLE TRAY AND ACCESSORIES | 0 | 0 | 0 | 0 | 0 | 0 | 0 | 0 | 0 | 0 | 0 | - | 0 | 0 | 0 | 0 | 0 | 0 | 0 | - | Inactive
| 1 | 7 | 6.1.2.2.7.4.2.5 | Cable Tray, Ladder Type, 45° Vertical Elbow (R : 600mm) - (W)300mm X (H)150mm | - | CABLE TRAY AND ACCESSORIES | 0 | 0 | 0 | 0 | 0 | 0 | 0 | 0 | 0 | 0 | 0 | - | 0 | 0 | 0 | 0 | 0 | 0 | 0 | - | Inactive
| 1 | 7 | 6.1.2.2.7.4.2.6 | Cable Tray, Ladder Type, 45° Vertical Elbow (R : 600mm) - (W)150mm X (H)150mm | - | CABLE TRAY AND ACCESSORIES | 0 | 0 | 0 | 0 | 0 | 0 | 0 | 0 | 0 | 0 | 0 | - | 0 | 0 | 0 | 0 | 0 | 0 | 0 | - | Inactive
| 0 | 6 | 6.1.2.2.7.4.3 | 3) Inside Ventilated, Louvered Type Cover | - | CABLE TRAY AND ACCESSORIES | 0 | 0 | 0 | 0 | 0 | 0 | 0 | 0 | 0 | 0 | 0 | - | 0 | 0 | 0 | 0 | 0 | 0 | 10 | - | Active
| 1 | 7 | 6.1.2.2.7.4.3.1 | Cable Tray, Ladder Type, 45° Vertical Elbow (R : 600mm) Cover - (W)900mm | - | CABLE TRAY AND ACCESSORIES | 10 | 0 | 92824.0063 | 23279.4433 | 11387.8559 | 0 | 928240.0627 | 232794.4329 | 113878.5587 | 1274913.0543 | 17.4785 | MP22 | 7.5 | 0.1 | 1 | 0.75 | 7.5 | 1 | 10 | J.01.02.01 | Active
| 1 | 7 | 6.1.2.2.7.4.3.2 | Cable Tray, Ladder Type, 45° Vertical Elbow (R : 600mm) Cover - (W)750mm | - | CABLE TRAY AND ACCESSORIES | 0 | 0 | 0 | 0 | 0 | 0 | 0 | 0 | 0 | 0 | 0 | - | 0 | 0 | 0 | 0 | 0 | 0 | 0 | - | Inactive
| 1 | 7 | 6.1.2.2.7.4.3.3 | Cable Tray, Ladder Type, 45° Vertical Elbow (R : 600mm) Cover - (W)600mm | - | CABLE TRAY AND ACCESSORIES | 0 | 0 | 0 | 0 | 0 | 0 | 0 | 0 | 0 | 0 | 0 | - | 0 | 0 | 0 | 0 | 0 | 0 | 0 | - | Inactive
| 1 | 7 | 6.1.2.2.7.4.3.4 | Cable Tray, Ladder Type, 45° Vertical Elbow (R : 600mm) Cover - (W)450mm | - | CABLE TRAY AND ACCESSORIES | 0 | 0 | 0 | 0 | 0 | 0 | 0 | 0 | 0 | 0 | 0 | - | 0 | 0 | 0 | 0 | 0 | 0 | 0 | - | Inactive
| 1 | 7 | 6.1.2.2.7.4.3.5 | Cable Tray, Ladder Type, 45° Vertical Elbow (R : 600mm) Cover - (W)300mm | - | CABLE TRAY AND ACCESSORIES | 0 | 0 | 0 | 0 | 0 | 0 | 0 | 0 | 0 | 0 | 0 | - | 0 | 0 | 0 | 0 | 0 | 0 | 0 | - | Inactive
| 1 | 7 | 6.1.2.2.7.4.3.6 | Cable Tray, Ladder Type, 45° Vertical Elbow (R : 600mm) Cover - (W)150mm | - | CABLE TRAY AND ACCESSORIES | 0 | 0 | 0 | 0 | 0 | 0 | 0 | 0 | 0 | 0 | 0 | - | 0 | 0 | 0 | 0 | 0 | 0 | 0 | - | Inactive
| 0 | 6 | 6.1.2.2.7.4.4 | 4) Outside Ventilated, Louvered Type Cover | - | CABLE TRAY AND ACCESSORIES | 0 | 0 | 0 | 0 | 0 | 0 | 0 | 0 | 0 | 0 | 0 | - | 0 | 0 | 0 | 0 | 0 | 0 | 10 | - | Active
| 1 | 7 | 6.1.2.2.7.4.4.1 | Cable Tray, Ladder Type, 45° Vertical Elbow (R : 600mm) Cover - (W)900mm | - | CABLE TRAY AND ACCESSORIES | 10 | 0 | 92824.0063 | 23279.4433 | 11387.8559 | 0 | 928240.0627 | 232794.4329 | 113878.5587 | 1274913.0543 | 17.4785 | MP22 | 7.5 | 0.1 | 1 | 0.75 | 7.5 | 1 | 10 | J.01.02.01 | Active
| 1 | 7 | 6.1.2.2.7.4.4.2 | Cable Tray, Ladder Type, 45° Vertical Elbow (R : 600mm) Cover - (W)750mm | - | CABLE TRAY AND ACCESSORIES | 0 | 0 | 0 | 0 | 0 | 0 | 0 | 0 | 0 | 0 | 0 | - | 0 | 0 | 0 | 0 | 0 | 0 | 0 | - | Inactive
| 1 | 7 | 6.1.2.2.7.4.4.3 | Cable Tray, Ladder Type, 45° Vertical Elbow (R : 600mm) Cover - (W)600mm | - | CABLE TRAY AND ACCESSORIES | 0 | 0 | 0 | 0 | 0 | 0 | 0 | 0 | 0 | 0 | 0 | - | 0 | 0 | 0 | 0 | 0 | 0 | 0 | - | Inactive
| 1 | 7 | 6.1.2.2.7.4.4.4 | Cable Tray, Ladder Type, 45° Vertical Elbow (R : 600mm) Cover - (W)450mm | - | CABLE TRAY AND ACCESSORIES | 0 | 0 | 0 | 0 | 0 | 0 | 0 | 0 | 0 | 0 | 0 | - | 0 | 0 | 0 | 0 | 0 | 0 | 0 | - | Inactive
| 1 | 7 | 6.1.2.2.7.4.4.5 | Cable Tray, Ladder Type, 45° Vertical Elbow (R : 600mm) Cover - (W)300mm | - | CABLE TRAY AND ACCESSORIES | 0 | 0 | 0 | 0 | 0 | 0 | 0 | 0 | 0 | 0 | 0 | - | 0 | 0 | 0 | 0 | 0 | 0 | 0 | - | Inactive
| 1 | 7 | 6.1.2.2.7.4.4.6 | Cable Tray, Ladder Type, 45° Vertical Elbow (R : 600mm) Cover - (W)150mm | - | CABLE TRAY AND ACCESSORIES | 0 | 0 | 0 | 0 | 0 | 0 | 0 | 0 | 0 | 0 | 0 | - | 0 | 0 | 0 | 0 | 0 | 0 | 0 | - | Inactive
| 0 | 5 | 6.1.2.2.7.5 | 45° Vertical Elbow (R : 900mm) | - | CABLE TRAY AND ACCESSORIES | 0 | 0 | 0 | 0 | 0 | 0 | 0 | 0 | 0 | 0 | 0 | - | 0 | 0 | 0 | 0 | 0 | 0 | 16 | - | Active
| 0 | 6 | 6.1.2.2.7.5.1 | 1) Inside | - | CABLE TRAY AND ACCESSORIES | 0 | 0 | 0 | 0 | 0 | 0 | 0 | 0 | 0 | 0 | 0 | - | 0 | 0 | 0 | 0 | 0 | 0 | 4 | - | Active
| 1 | 7 | 6.1.2.2.7.5.1.1 | Cable Tray, Ladder Type, 45° Vertical Elbow (R : 900mm) - (W)900mm X (H)150mm | - | CABLE TRAY AND ACCESSORIES | 2 | 0 | 147615.8374 | 37020.7813 | 18109.8541 | 0 | 295231.6747 | 74041.5627 | 36219.7082 | 405492.9457 | 5.5591 | MP22 | 7.5 | 0.25011 | 1 | 1.8758 | 3.7516 | 0.50022 | 2 | J.01.01.01 | Active
| 1 | 7 | 6.1.2.2.7.5.1.2 | Cable Tray, Ladder Type, 45° Vertical Elbow (R : 900mm) - (W)750mm X (H)150mm | - | CABLE TRAY AND ACCESSORIES | 0 | 0 | 0 | 0 | 0 | 0 | 0 | 0 | 0 | 0 | 0 | - | 0 | 0 | 0 | 0 | 0 | 0 | 0 | - | Inactive
| 1 | 7 | 6.1.2.2.7.5.1.3 | Cable Tray, Ladder Type, 45° Vertical Elbow (R : 900mm) - (W)600mm X (H)150mm | - | CABLE TRAY AND ACCESSORIES | 2 | 0 | 109583.6622 | 27482.6761 | 13443.9965 | 0 | 219167.3244 | 54965.3522 | 26887.993 | 301020.6696 | 4.1269 | MP22 | 7.5 | 0.20009 | 1 | 1.5006 | 3.0013 | 0.40017 | 2 | J.01.01.02 | Active
| 1 | 7 | 6.1.2.2.7.5.1.4 | Cable Tray, Ladder Type, 45° Vertical Elbow (R : 900mm) - (W)450mm X (H)150mm | - | CABLE TRAY AND ACCESSORIES | 0 | 0 | 0 | 0 | 0 | 0 | 0 | 0 | 0 | 0 | 0 | - | 0 | 0 | 0 | 0 | 0 | 0 | 0 | - | Inactive
| 1 | 7 | 6.1.2.2.7.5.1.5 | Cable Tray, Ladder Type, 45° Vertical Elbow (R : 900mm) - (W)300mm X (H)150mm | - | CABLE TRAY AND ACCESSORIES | 0 | 0 | 0 | 0 | 0 | 0 | 0 | 0 | 0 | 0 | 0 | - | 0 | 0 | 0 | 0 | 0 | 0 | 0 | - | Inactive
| 1 | 7 | 6.1.2.2.7.5.1.6 | Cable Tray, Ladder Type, 45° Vertical Elbow (R : 900mm) - (W)150mm X (H)150mm | - | CABLE TRAY AND ACCESSORIES | 0 | 0 | 0 | 0 | 0 | 0 | 0 | 0 | 0 | 0 | 0 | - | 0 | 0 | 0 | 0 | 0 | 0 | 0 | - | Inactive
| 0 | 6 | 6.1.2.2.7.5.2 | 2) Outside | - | CABLE TRAY AND ACCESSORIES | 0 | 0 | 0 | 0 | 0 | 0 | 0 | 0 | 0 | 0 | 0 | - | 0 | 0 | 0 | 0 | 0 | 0 | 4 | - | Active
| 1 | 7 | 6.1.2.2.7.5.2.1 | Cable Tray, Ladder Type, 45° Vertical Elbow (R : 900mm) - (W)900mm X (H)150mm | - | CABLE TRAY AND ACCESSORIES | 2 | 0 | 147615.8374 | 37020.7813 | 18109.8541 | 0 | 295231.6747 | 74041.5627 | 36219.7082 | 405492.9457 | 5.5591 | MP22 | 7.5 | 0.25011 | 1 | 1.8758 | 3.7516 | 0.50022 | 2 | J.01.01.01 | Active
| 1 | 7 | 6.1.2.2.7.5.2.2 | Cable Tray, Ladder Type, 45° Vertical Elbow (R : 900mm) - (W)750mm X (H)150mm | - | CABLE TRAY AND ACCESSORIES | 0 | 0 | 0 | 0 | 0 | 0 | 0 | 0 | 0 | 0 | 0 | - | 0 | 0 | 0 | 0 | 0 | 0 | 0 | - | Inactive
| 1 | 7 | 6.1.2.2.7.5.2.3 | Cable Tray, Ladder Type, 45° Vertical Elbow (R : 900mm) - (W)600mm X (H)150mm | - | CABLE TRAY AND ACCESSORIES | 2 | 0 | 109583.6622 | 27482.6761 | 13443.9965 | 0 | 219167.3244 | 54965.3522 | 26887.993 | 301020.6696 | 4.1269 | MP22 | 7.5 | 0.20009 | 1 | 1.5006 | 3.0013 | 0.40017 | 2 | J.01.01.02 | Active
| 1 | 7 | 6.1.2.2.7.5.2.4 | Cable Tray, Ladder Type, 45° Vertical Elbow (R : 900mm) - (W)450mm X (H)150mm | - | CABLE TRAY AND ACCESSORIES | 0 | 0 | 0 | 0 | 0 | 0 | 0 | 0 | 0 | 0 | 0 | - | 0 | 0 | 0 | 0 | 0 | 0 | 0 | - | Inactive
| 1 | 7 | 6.1.2.2.7.5.2.5 | Cable Tray, Ladder Type, 45° Vertical Elbow (R : 900mm) - (W)300mm X (H)150mm | - | CABLE TRAY AND ACCESSORIES | 0 | 0 | 0 | 0 | 0 | 0 | 0 | 0 | 0 | 0 | 0 | - | 0 | 0 | 0 | 0 | 0 | 0 | 0 | - | Inactive
| 1 | 7 | 6.1.2.2.7.5.2.6 | Cable Tray, Ladder Type, 45° Vertical Elbow (R : 900mm) - (W)150mm X (H)150mm | - | CABLE TRAY AND ACCESSORIES | 0 | 0 | 0 | 0 | 0 | 0 | 0 | 0 | 0 | 0 | 0 | - | 0 | 0 | 0 | 0 | 0 | 0 | 0 | - | Inactive
| 0 | 6 | 6.1.2.2.7.5.3 | 3) Inside Solid cover | - | CABLE TRAY AND ACCESSORIES | 0 | 0 | 0 | 0 | 0 | 0 | 0 | 0 | 0 | 0 | 0 | - | 0 | 0 | 0 | 0 | 0 | 0 | 4 | - | Active
| 1 | 7 | 6.1.2.2.7.5.3.1 | Cable Tray, Ladder Type, 45° Vertical Elbow (R : 900mm) Cover - (W)900mm | - | CABLE TRAY AND ACCESSORIES | 2 | 0 | 92824.0063 | 23279.4433 | 11387.8559 | 0 | 185648.0125 | 46558.8866 | 22775.7117 | 254982.6109 | 3.4957 | MP22 | 7.5 | 0.1 | 1 | 0.75 | 1.5 | 0.2 | 2 | J.01.02.01 | Active
| 1 | 7 | 6.1.2.2.7.5.3.2 | Cable Tray, Ladder Type, 45° Vertical Elbow (R : 900mm) Cover - (W)750mm | - | CABLE TRAY AND ACCESSORIES | 0 | 0 | 0 | 0 | 0 | 0 | 0 | 0 | 0 | 0 | 0 | - | 0 | 0 | 0 | 0 | 0 | 0 | 0 | - | Inactive
| 1 | 7 | 6.1.2.2.7.5.3.3 | Cable Tray, Ladder Type, 45° Vertical Elbow (R : 900mm) Cover - (W)600mm | - | CABLE TRAY AND ACCESSORIES | 2 | 0 | 84443.6826 | 21177.8269 | 10359.7855 | 0 | 168887.3652 | 42355.6538 | 20719.5711 | 231962.5901 | 3.1801 | MP22 | 7.5 | 0.1 | 1 | 0.75 | 1.5 | 0.2 | 2 | J.01.02.02 | Active
| 1 | 7 | 6.1.2.2.7.5.3.4 | Cable Tray, Ladder Type, 45° Vertical Elbow (R : 900mm) Cover - (W)450mm | - | CABLE TRAY AND ACCESSORIES | 0 | 0 | 0 | 0 | 0 | 0 | 0 | 0 | 0 | 0 | 0 | - | 0 | 0 | 0 | 0 | 0 | 0 | 0 | - | Inactive
| 1 | 7 | 6.1.2.2.7.5.3.5 | Cable Tray, Ladder Type, 45° Vertical Elbow (R : 900mm) Cover - (W)300mm | - | CABLE TRAY AND ACCESSORIES | 0 | 0 | 0 | 0 | 0 | 0 | 0 | 0 | 0 | 0 | 0 | - | 0 | 0 | 0 | 0 | 0 | 0 | 0 | - | Inactive
| 1 | 7 | 6.1.2.2.7.5.3.6 | Cable Tray, Ladder Type, 45° Vertical Elbow (R : 900mm) Cover - (W)150mm | - | CABLE TRAY AND ACCESSORIES | 0 | 0 | 0 | 0 | 0 | 0 | 0 | 0 | 0 | 0 | 0 | - | 0 | 0 | 0 | 0 | 0 | 0 | 0 | - | Inactive
| 0 | 6 | 6.1.2.2.7.5.4 | 4) Outside Solid cover | - | CABLE TRAY AND ACCESSORIES | 0 | 0 | 0 | 0 | 0 | 0 | 0 | 0 | 0 | 0 | 0 | - | 0 | 0 | 0 | 0 | 0 | 0 | 4 | - | Active
| 1 | 7 | 6.1.2.2.7.5.4.1 | Cable Tray, Ladder Type, 45° Vertical Elbow (R : 900mm) Cover - (W)900mm | - | CABLE TRAY AND ACCESSORIES | 2 | 0 | 92824.0063 | 23279.4433 | 11387.8559 | 0 | 185648.0125 | 46558.8866 | 22775.7117 | 254982.6109 | 3.4957 | MP22 | 7.5 | 0.1 | 1 | 0.75 | 1.5 | 0.2 | 2 | J.01.02.01 | Active
| 1 | 7 | 6.1.2.2.7.5.4.2 | Cable Tray, Ladder Type, 45° Vertical Elbow (R : 900mm) Cover - (W)750mm | - | CABLE TRAY AND ACCESSORIES | 0 | 0 | 0 | 0 | 0 | 0 | 0 | 0 | 0 | 0 | 0 | - | 0 | 0 | 0 | 0 | 0 | 0 | 0 | - | Inactive
| 1 | 7 | 6.1.2.2.7.5.4.3 | Cable Tray, Ladder Type, 45° Vertical Elbow (R : 900mm) Cover - (W)600mm | - | CABLE TRAY AND ACCESSORIES | 2 | 0 | 84443.6826 | 21177.8269 | 10359.7855 | 0 | 168887.3652 | 42355.6538 | 20719.5711 | 231962.5901 | 3.1801 | MP22 | 7.5 | 0.1 | 1 | 0.75 | 1.5 | 0.2 | 2 | J.01.02.02 | Active
| 1 | 7 | 6.1.2.2.7.5.4.4 | Cable Tray, Ladder Type, 45° Vertical Elbow (R : 900mm) Cover - (W)450mm | - | CABLE TRAY AND ACCESSORIES | 0 | 0 | 0 | 0 | 0 | 0 | 0 | 0 | 0 | 0 | 0 | - | 0 | 0 | 0 | 0 | 0 | 0 | 0 | - | Inactive
| 1 | 7 | 6.1.2.2.7.5.4.5 | Cable Tray, Ladder Type, 45° Vertical Elbow (R : 900mm) Cover - (W)300mm | - | CABLE TRAY AND ACCESSORIES | 0 | 0 | 0 | 0 | 0 | 0 | 0 | 0 | 0 | 0 | 0 | - | 0 | 0 | 0 | 0 | 0 | 0 | 0 | - | Inactive
| 1 | 7 | 6.1.2.2.7.5.4.6 | Cable Tray, Ladder Type, 45° Vertical Elbow (R : 900mm) Cover - (W)150mm | - | CABLE TRAY AND ACCESSORIES | 0 | 0 | 0 | 0 | 0 | 0 | 0 | 0 | 0 | 0 | 0 | - | 0 | 0 | 0 | 0 | 0 | 0 | 0 | - | Inactive
| 0 | 5 | 6.1.2.2.7.6 | 30° Vertical Elbow (R : 600mm) | - | CABLE TRAY AND ACCESSORIES | 0 | 0 | 0 | 0 | 0 | 0 | 0 | 0 | 0 | 0 | 0 | - | 0 | 0 | 0 | 0 | 0 | 0 | 0 | - | Inactive
| 0 | 6 | 6.1.2.2.7.6.1 | 1) Inside | - | CABLE TRAY AND ACCESSORIES | 0 | 0 | 0 | 0 | 0 | 0 | 0 | 0 | 0 | 0 | 0 | - | 0 | 0 | 0 | 0 | 0 | 0 | 0 | - | Inactive
| 1 | 7 | 6.1.2.2.7.6.1.1 | Cable Tray, Ladder Type, 30° Vertical Elbow (R : 600mm) - (W)900mm X (H)150mm | - | CABLE TRAY AND ACCESSORIES | 0 | 0 | 0 | 0 | 0 | 0 | 0 | 0 | 0 | 0 | 0 | - | 0 | 0 | 0 | 0 | 0 | 0 | 0 | - | Inactive
| 1 | 7 | 6.1.2.2.7.6.1.2 | Cable Tray, Ladder Type, 30° Vertical Elbow (R : 600mm) - (W)750mm X (H)150mm | - | CABLE TRAY AND ACCESSORIES | 0 | 0 | 0 | 0 | 0 | 0 | 0 | 0 | 0 | 0 | 0 | - | 0 | 0 | 0 | 0 | 0 | 0 | 0 | - | Inactive
| 1 | 7 | 6.1.2.2.7.6.1.3 | Cable Tray, Ladder Type, 30° Vertical Elbow (R : 600mm) - (W)600mm X (H)150mm | - | CABLE TRAY AND ACCESSORIES | 0 | 0 | 0 | 0 | 0 | 0 | 0 | 0 | 0 | 0 | 0 | - | 0 | 0 | 0 | 0 | 0 | 0 | 0 | - | Inactive
| 1 | 7 | 6.1.2.2.7.6.1.4 | Cable Tray, Ladder Type, 30° Vertical Elbow (R : 600mm) - (W)450mm X (H)150mm | - | CABLE TRAY AND ACCESSORIES | 0 | 0 | 0 | 0 | 0 | 0 | 0 | 0 | 0 | 0 | 0 | - | 0 | 0 | 0 | 0 | 0 | 0 | 0 | - | Inactive
| 1 | 7 | 6.1.2.2.7.6.1.5 | Cable Tray, Ladder Type, 30° Vertical Elbow (R : 600mm) - (W)300mm X (H)150mm | - | CABLE TRAY AND ACCESSORIES | 0 | 0 | 0 | 0 | 0 | 0 | 0 | 0 | 0 | 0 | 0 | - | 0 | 0 | 0 | 0 | 0 | 0 | 0 | - | Inactive
| 1 | 7 | 6.1.2.2.7.6.1.6 | Cable Tray, Ladder Type, 30° Vertical Elbow (R : 600mm) - (W)150mm X (H)150mm | - | CABLE TRAY AND ACCESSORIES | 0 | 0 | 0 | 0 | 0 | 0 | 0 | 0 | 0 | 0 | 0 | - | 0 | 0 | 0 | 0 | 0 | 0 | 0 | - | Inactive
| 0 | 6 | 6.1.2.2.7.6.2 | 2) Outside | - | CABLE TRAY AND ACCESSORIES | 0 | 0 | 0 | 0 | 0 | 0 | 0 | 0 | 0 | 0 | 0 | - | 0 | 0 | 0 | 0 | 0 | 0 | 0 | - | Inactive
| 1 | 7 | 6.1.2.2.7.6.2.1 | Cable Tray, Ladder Type, 30° Vertical Elbow (R : 600mm) - (W)900mm X (H)150mm | - | CABLE TRAY AND ACCESSORIES | 0 | 0 | 0 | 0 | 0 | 0 | 0 | 0 | 0 | 0 | 0 | - | 0 | 0 | 0 | 0 | 0 | 0 | 0 | - | Inactive
| 1 | 7 | 6.1.2.2.7.6.2.2 | Cable Tray, Ladder Type, 30° Vertical Elbow (R : 600mm) - (W)750mm X (H)150mm | - | CABLE TRAY AND ACCESSORIES | 0 | 0 | 0 | 0 | 0 | 0 | 0 | 0 | 0 | 0 | 0 | - | 0 | 0 | 0 | 0 | 0 | 0 | 0 | - | Inactive
| 1 | 7 | 6.1.2.2.7.6.2.3 | Cable Tray, Ladder Type, 30° Vertical Elbow (R : 600mm) - (W)600mm X (H)150mm | - | CABLE TRAY AND ACCESSORIES | 0 | 0 | 0 | 0 | 0 | 0 | 0 | 0 | 0 | 0 | 0 | - | 0 | 0 | 0 | 0 | 0 | 0 | 0 | - | Inactive
| 1 | 7 | 6.1.2.2.7.6.2.4 | Cable Tray, Ladder Type, 30° Vertical Elbow (R : 600mm) - (W)450mm X (H)150mm | - | CABLE TRAY AND ACCESSORIES | 0 | 0 | 0 | 0 | 0 | 0 | 0 | 0 | 0 | 0 | 0 | - | 0 | 0 | 0 | 0 | 0 | 0 | 0 | - | Inactive
| 1 | 7 | 6.1.2.2.7.6.2.5 | Cable Tray, Ladder Type, 30° Vertical Elbow (R : 600mm) - (W)300mm X (H)150mm | - | CABLE TRAY AND ACCESSORIES | 0 | 0 | 0 | 0 | 0 | 0 | 0 | 0 | 0 | 0 | 0 | - | 0 | 0 | 0 | 0 | 0 | 0 | 0 | - | Inactive
| 1 | 7 | 6.1.2.2.7.6.2.6 | Cable Tray, Ladder Type, 30° Vertical Elbow (R : 600mm) - (W)150mm X (H)150mm | - | CABLE TRAY AND ACCESSORIES | 0 | 0 | 0 | 0 | 0 | 0 | 0 | 0 | 0 | 0 | 0 | - | 0 | 0 | 0 | 0 | 0 | 0 | 0 | - | Inactive
| 0 | 6 | 6.1.2.2.7.6.3 | 3) Inside Ventilated, Louvered Type Cover | - | CABLE TRAY AND ACCESSORIES | 0 | 0 | 0 | 0 | 0 | 0 | 0 | 0 | 0 | 0 | 0 | - | 0 | 0 | 0 | 0 | 0 | 0 | 0 | - | Inactive
| 1 | 7 | 6.1.2.2.7.6.3.1 | Cable Tray, Ladder Type, 30° Vertical Elbow (R : 600mm) Cover - (W)900mm | - | CABLE TRAY AND ACCESSORIES | 0 | 0 | 0 | 0 | 0 | 0 | 0 | 0 | 0 | 0 | 0 | - | 0 | 0 | 0 | 0 | 0 | 0 | 0 | - | Inactive
| 1 | 7 | 6.1.2.2.7.6.3.2 | Cable Tray, Ladder Type, 30° Vertical Elbow (R : 600mm) Cover - (W)750mm | - | CABLE TRAY AND ACCESSORIES | 0 | 0 | 0 | 0 | 0 | 0 | 0 | 0 | 0 | 0 | 0 | - | 0 | 0 | 0 | 0 | 0 | 0 | 0 | - | Inactive
| 1 | 7 | 6.1.2.2.7.6.3.3 | Cable Tray, Ladder Type, 30° Vertical Elbow (R : 600mm) Cover - (W)600mm | - | CABLE TRAY AND ACCESSORIES | 0 | 0 | 0 | 0 | 0 | 0 | 0 | 0 | 0 | 0 | 0 | - | 0 | 0 | 0 | 0 | 0 | 0 | 0 | - | Inactive
| 1 | 7 | 6.1.2.2.7.6.3.4 | Cable Tray, Ladder Type, 30° Vertical Elbow (R : 600mm) Cover - (W)450mm | - | CABLE TRAY AND ACCESSORIES | 0 | 0 | 0 | 0 | 0 | 0 | 0 | 0 | 0 | 0 | 0 | - | 0 | 0 | 0 | 0 | 0 | 0 | 0 | - | Inactive
| 1 | 7 | 6.1.2.2.7.6.3.5 | Cable Tray, Ladder Type, 30° Vertical Elbow (R : 600mm) Cover - (W)300mm | - | CABLE TRAY AND ACCESSORIES | 0 | 0 | 0 | 0 | 0 | 0 | 0 | 0 | 0 | 0 | 0 | - | 0 | 0 | 0 | 0 | 0 | 0 | 0 | - | Inactive
| 1 | 7 | 6.1.2.2.7.6.3.6 | Cable Tray, Ladder Type, 30° Vertical Elbow (R : 600mm) Cover - (W)150mm | - | CABLE TRAY AND ACCESSORIES | 0 | 0 | 0 | 0 | 0 | 0 | 0 | 0 | 0 | 0 | 0 | - | 0 | 0 | 0 | 0 | 0 | 0 | 0 | - | Inactive
| 0 | 6 | 6.1.2.2.7.6.4 | 4) Outside Ventilated, Louvered Type Cover | - | CABLE TRAY AND ACCESSORIES | 0 | 0 | 0 | 0 | 0 | 0 | 0 | 0 | 0 | 0 | 0 | - | 0 | 0 | 0 | 0 | 0 | 0 | 0 | - | Inactive
| 1 | 7 | 6.1.2.2.7.6.4.1 | Cable Tray, Ladder Type, 30° Vertical Elbow (R : 600mm) Cover - (W)900mm | - | CABLE TRAY AND ACCESSORIES | 0 | 0 | 0 | 0 | 0 | 0 | 0 | 0 | 0 | 0 | 0 | - | 0 | 0 | 0 | 0 | 0 | 0 | 0 | - | Inactive
| 1 | 7 | 6.1.2.2.7.6.4.2 | Cable Tray, Ladder Type, 30° Vertical Elbow (R : 600mm) Cover - (W)750mm | - | CABLE TRAY AND ACCESSORIES | 0 | 0 | 0 | 0 | 0 | 0 | 0 | 0 | 0 | 0 | 0 | - | 0 | 0 | 0 | 0 | 0 | 0 | 0 | - | Inactive
| 1 | 7 | 6.1.2.2.7.6.4.3 | Cable Tray, Ladder Type, 30° Vertical Elbow (R : 600mm) Cover - (W)600mm | - | CABLE TRAY AND ACCESSORIES | 0 | 0 | 0 | 0 | 0 | 0 | 0 | 0 | 0 | 0 | 0 | - | 0 | 0 | 0 | 0 | 0 | 0 | 0 | - | Inactive
| 1 | 7 | 6.1.2.2.7.6.4.4 | Cable Tray, Ladder Type, 30° Vertical Elbow (R : 600mm) Cover - (W)450mm | - | CABLE TRAY AND ACCESSORIES | 0 | 0 | 0 | 0 | 0 | 0 | 0 | 0 | 0 | 0 | 0 | - | 0 | 0 | 0 | 0 | 0 | 0 | 0 | - | Inactive
| 1 | 7 | 6.1.2.2.7.6.4.5 | Cable Tray, Ladder Type, 30° Vertical Elbow (R : 600mm) Cover - (W)300mm | - | CABLE TRAY AND ACCESSORIES | 0 | 0 | 0 | 0 | 0 | 0 | 0 | 0 | 0 | 0 | 0 | - | 0 | 0 | 0 | 0 | 0 | 0 | 0 | - | Inactive
| 1 | 7 | 6.1.2.2.7.6.4.6 | Cable Tray, Ladder Type, 30° Vertical Elbow (R : 600mm) Cover - (W)150mm | - | CABLE TRAY AND ACCESSORIES | 0 | 0 | 0 | 0 | 0 | 0 | 0 | 0 | 0 | 0 | 0 | - | 0 | 0 | 0 | 0 | 0 | 0 | 0 | - | Inactive
| 0 | 4 | 6.1.2.2.8 | Vertical Tee (R : 600mm) | - | CABLE TRAY AND ACCESSORIES | 0 | 0 | 0 | 0 | 0 | 0 | 0 | 0 | 0 | 0 | 0 | - | 0 | 0 | 0 | 0 | 0 | 0 | 0 | - | Inactive
| 0 | 5 | 6.1.2.2.8.1 | 1) Body | - | CABLE TRAY AND ACCESSORIES | 0 | 0 | 0 | 0 | 0 | 0 | 0 | 0 | 0 | 0 | 0 | - | 0 | 0 | 0 | 0 | 0 | 0 | 0 | - | Inactive
| 1 | 6 | 6.1.2.2.8.1.1 | Cable Tray, Ladder Type, Vertical Tee (R : 600mm) - (W)900mm X (H)150mm | - | CABLE TRAY AND ACCESSORIES | 0 | 0 | 0 | 0 | 0 | 0 | 0 | 0 | 0 | 0 | 0 | - | 0 | 0 | 0 | 0 | 0 | 0 | 0 | - | Inactive
| 1 | 6 | 6.1.2.2.8.1.2 | Cable Tray, Ladder Type, Vertical Tee (R : 600mm) - (W)750mm X (H)150mm | - | CABLE TRAY AND ACCESSORIES | 0 | 0 | 0 | 0 | 0 | 0 | 0 | 0 | 0 | 0 | 0 | - | 0 | 0 | 0 | 0 | 0 | 0 | 0 | - | Inactive
| 1 | 6 | 6.1.2.2.8.1.3 | Cable Tray, Ladder Type, Vertical Tee (R : 600mm) - (W)600mm X (H)150mm | - | CABLE TRAY AND ACCESSORIES | 0 | 0 | 0 | 0 | 0 | 0 | 0 | 0 | 0 | 0 | 0 | - | 0 | 0 | 0 | 0 | 0 | 0 | 0 | - | Inactive
| 1 | 6 | 6.1.2.2.8.1.4 | Cable Tray, Ladder Type, Vertical Tee (R : 600mm) - (W)450mm X (H)150mm | - | CABLE TRAY AND ACCESSORIES | 0 | 0 | 0 | 0 | 0 | 0 | 0 | 0 | 0 | 0 | 0 | - | 0 | 0 | 0 | 0 | 0 | 0 | 0 | - | Inactive
| 1 | 6 | 6.1.2.2.8.1.5 | Cable Tray, Ladder Type, Vertical Tee (R : 600mm) - (W)300mm X (H)150mm | - | CABLE TRAY AND ACCESSORIES | 0 | 0 | 0 | 0 | 0 | 0 | 0 | 0 | 0 | 0 | 0 | - | 0 | 0 | 0 | 0 | 0 | 0 | 0 | - | Inactive
| 1 | 6 | 6.1.2.2.8.1.6 | Cable Tray, Ladder Type, Vertical Tee (R : 600mm) - (W)150mm X (H)150mm | - | CABLE TRAY AND ACCESSORIES | 0 | 0 | 0 | 0 | 0 | 0 | 0 | 0 | 0 | 0 | 0 | - | 0 | 0 | 0 | 0 | 0 | 0 | 0 | - | Inactive
| 0 | 5 | 6.1.2.2.8.2 | 2) Ventilated, Louvered Type Cover | - | CABLE TRAY AND ACCESSORIES | 0 | 0 | 0 | 0 | 0 | 0 | 0 | 0 | 0 | 0 | 0 | - | 0 | 0 | 0 | 0 | 0 | 0 | 0 | - | Inactive
| 1 | 6 | 6.1.2.2.8.2.1 | Cable Tray, Ladder Type, Vertical Tee (R : 600mm) - (W)900mm | - | CABLE TRAY AND ACCESSORIES | 0 | 0 | 0 | 0 | 0 | 0 | 0 | 0 | 0 | 0 | 0 | - | 0 | 0 | 0 | 0 | 0 | 0 | 0 | - | Inactive
| 1 | 6 | 6.1.2.2.8.2.2 | Cable Tray, Ladder Type, Vertical Tee (R : 600mm) - (W)750mm | - | CABLE TRAY AND ACCESSORIES | 0 | 0 | 0 | 0 | 0 | 0 | 0 | 0 | 0 | 0 | 0 | - | 0 | 0 | 0 | 0 | 0 | 0 | 0 | - | Inactive
| 1 | 6 | 6.1.2.2.8.2.3 | Cable Tray, Ladder Type, Vertical Tee (R : 600mm) - (W)600mm | - | CABLE TRAY AND ACCESSORIES | 0 | 0 | 0 | 0 | 0 | 0 | 0 | 0 | 0 | 0 | 0 | - | 0 | 0 | 0 | 0 | 0 | 0 | 0 | - | Inactive
| 1 | 6 | 6.1.2.2.8.2.4 | Cable Tray, Ladder Type, Vertical Tee (R : 600mm) - (W)450mm | - | CABLE TRAY AND ACCESSORIES | 0 | 0 | 0 | 0 | 0 | 0 | 0 | 0 | 0 | 0 | 0 | - | 0 | 0 | 0 | 0 | 0 | 0 | 0 | - | Inactive
| 1 | 6 | 6.1.2.2.8.2.5 | Cable Tray, Ladder Type, Vertical Tee (R : 600mm) - (W)300mm | - | CABLE TRAY AND ACCESSORIES | 0 | 0 | 0 | 0 | 0 | 0 | 0 | 0 | 0 | 0 | 0 | - | 0 | 0 | 0 | 0 | 0 | 0 | 0 | - | Inactive
| 1 | 6 | 6.1.2.2.8.2.6 | Cable Tray, Ladder Type, Vertical Tee (R : 600mm) - (W)150mm | - | CABLE TRAY AND ACCESSORIES | 0 | 0 | 0 | 0 | 0 | 0 | 0 | 0 | 0 | 0 | 0 | - | 0 | 0 | 0 | 0 | 0 | 0 | 0 | - | Inactive
| 0 | 4 | 6.1.2.2.9 | Vertical Tee (R : 900mm) | - | CABLE TRAY AND ACCESSORIES | 0 | 0 | 0 | 0 | 0 | 0 | 0 | 0 | 0 | 0 | 0 | - | 0 | 0 | 0 | 0 | 0 | 0 | 0 | - | Inactive
| 0 | 5 | 6.1.2.2.9.1 | 1) Body | - | CABLE TRAY AND ACCESSORIES | 0 | 0 | 0 | 0 | 0 | 0 | 0 | 0 | 0 | 0 | 0 | - | 0 | 0 | 0 | 0 | 0 | 0 | 0 | - | Inactive
| 1 | 6 | 6.1.2.2.9.1.1 | Cable Tray, Ladder Type, Vertical Tee (R : 900mm) - (W)900mm X (H)150mm | - | CABLE TRAY AND ACCESSORIES | 0 | 0 | 0 | 0 | 0 | 0 | 0 | 0 | 0 | 0 | 0 | - | 0 | 0 | 0 | 0 | 0 | 0 | 0 | - | Inactive
| 1 | 6 | 6.1.2.2.9.1.2 | Cable Tray, Ladder Type, Vertical Tee (R : 900mm) - (W)750mm X (H)150mm | - | CABLE TRAY AND ACCESSORIES | 0 | 0 | 0 | 0 | 0 | 0 | 0 | 0 | 0 | 0 | 0 | - | 0 | 0 | 0 | 0 | 0 | 0 | 0 | - | Inactive
| 1 | 6 | 6.1.2.2.9.1.3 | Cable Tray, Ladder Type, Vertical Tee (R : 900mm) - (W)600mm X (H)150mm | - | CABLE TRAY AND ACCESSORIES | 0 | 0 | 0 | 0 | 0 | 0 | 0 | 0 | 0 | 0 | 0 | - | 0 | 0 | 0 | 0 | 0 | 0 | 0 | - | Inactive
| 1 | 6 | 6.1.2.2.9.1.4 | Cable Tray, Ladder Type, Vertical Tee (R : 900mm) - (W)450mm X (H)150mm | - | CABLE TRAY AND ACCESSORIES | 0 | 0 | 0 | 0 | 0 | 0 | 0 | 0 | 0 | 0 | 0 | - | 0 | 0 | 0 | 0 | 0 | 0 | 0 | - | Inactive
| 1 | 6 | 6.1.2.2.9.1.5 | Cable Tray, Ladder Type, Vertical Tee (R : 900mm) - (W)300mm X (H)150mm | - | CABLE TRAY AND ACCESSORIES | 0 | 0 | 0 | 0 | 0 | 0 | 0 | 0 | 0 | 0 | 0 | - | 0 | 0 | 0 | 0 | 0 | 0 | 0 | - | Inactive
| 1 | 6 | 6.1.2.2.9.1.6 | Cable Tray, Ladder Type, Vertical Tee (R : 900mm) - (W)150mm X (H)150mm | - | CABLE TRAY AND ACCESSORIES | 0 | 0 | 0 | 0 | 0 | 0 | 0 | 0 | 0 | 0 | 0 | - | 0 | 0 | 0 | 0 | 0 | 0 | 0 | - | Inactive
| 0 | 5 | 6.1.2.2.9.2 | 2) Solid cover | - | CABLE TRAY AND ACCESSORIES | 0 | 0 | 0 | 0 | 0 | 0 | 0 | 0 | 0 | 0 | 0 | - | 0 | 0 | 0 | 0 | 0 | 0 | 0 | - | Inactive
| 1 | 6 | 6.1.2.2.9.2.1 | Cable Tray, Ladder Type, Vertical Tee (R : 900mm) - (W)900mm | - | CABLE TRAY AND ACCESSORIES | 0 | 0 | 0 | 0 | 0 | 0 | 0 | 0 | 0 | 0 | 0 | - | 0 | 0 | 0 | 0 | 0 | 0 | 0 | - | Inactive
| 1 | 6 | 6.1.2.2.9.2.2 | Cable Tray, Ladder Type, Vertical Tee (R : 900mm) - (W)750mm | - | CABLE TRAY AND ACCESSORIES | 0 | 0 | 0 | 0 | 0 | 0 | 0 | 0 | 0 | 0 | 0 | - | 0 | 0 | 0 | 0 | 0 | 0 | 0 | - | Inactive
| 1 | 6 | 6.1.2.2.9.2.3 | Cable Tray, Ladder Type, Vertical Tee (R : 900mm) - (W)600mm | - | CABLE TRAY AND ACCESSORIES | 0 | 0 | 0 | 0 | 0 | 0 | 0 | 0 | 0 | 0 | 0 | - | 0 | 0 | 0 | 0 | 0 | 0 | 0 | - | Inactive
| 1 | 6 | 6.1.2.2.9.2.4 | Cable Tray, Ladder Type, Vertical Tee (R : 900mm) - (W)450mm | - | CABLE TRAY AND ACCESSORIES | 0 | 0 | 0 | 0 | 0 | 0 | 0 | 0 | 0 | 0 | 0 | - | 0 | 0 | 0 | 0 | 0 | 0 | 0 | - | Inactive
| 1 | 6 | 6.1.2.2.9.2.5 | Cable Tray, Ladder Type, Vertical Tee (R : 900mm) - (W)300mm | - | CABLE TRAY AND ACCESSORIES | 0 | 0 | 0 | 0 | 0 | 0 | 0 | 0 | 0 | 0 | 0 | - | 0 | 0 | 0 | 0 | 0 | 0 | 0 | - | Inactive
| 1 | 6 | 6.1.2.2.9.2.6 | Cable Tray, Ladder Type, Vertical Tee (R : 900mm) - (W)150mm | - | CABLE TRAY AND ACCESSORIES | 0 | 0 | 0 | 0 | 0 | 0 | 0 | 0 | 0 | 0 | 0 | - | 0 | 0 | 0 | 0 | 0 | 0 | 0 | - | Inactive
| 0 | 4 | 6.1.2.2.10 | Reducer | - | CABLE TRAY AND ACCESSORIES | 0 | 0 | 0 | 0 | 0 | 0 | 0 | 0 | 0 | 0 | 0 | - | 0 | 0 | 0 | 0 | 0 | 0 | 32 | - | Active
| 0 | 5 | 6.1.2.2.10.1 | Straight Reducer | - | CABLE TRAY AND ACCESSORIES | 0 | 0 | 0 | 0 | 0 | 0 | 0 | 0 | 0 | 0 | 0 | - | 0 | 0 | 0 | 0 | 0 | 0 | 0 | - | Inactive
| 0 | 6 | 6.1.2.2.10.1.1 | 1) Body | - | CABLE TRAY AND ACCESSORIES | 0 | 0 | 0 | 0 | 0 | 0 | 0 | 0 | 0 | 0 | 0 | - | 0 | 0 | 0 | 0 | 0 | 0 | 0 | - | Inactive
| 1 | 7 | 6.1.2.2.10.1.1.1 | Cable Tray, Ladder Type, Straight Reducer - (W)900mm X (W)750mm | - | CABLE TRAY AND ACCESSORIES | 0 | 0 | 0 | 0 | 0 | 0 | 0 | 0 | 0 | 0 | 0 | - | 0 | 0 | 0 | 0 | 0 | 0 | 0 | - | Inactive
| 1 | 7 | 6.1.2.2.10.1.1.2 | Cable Tray, Ladder Type, Straight Reducer - (W)900mm X (W)600mm | - | CABLE TRAY AND ACCESSORIES | 0 | 0 | 0 | 0 | 0 | 0 | 0 | 0 | 0 | 0 | 0 | - | 0 | 0 | 0 | 0 | 0 | 0 | 0 | - | Inactive
| 1 | 7 | 6.1.2.2.10.1.1.3 | Cable Tray, Ladder Type, Straight Reducer - (W)900mm X (W)450mm | - | CABLE TRAY AND ACCESSORIES | 0 | 0 | 0 | 0 | 0 | 0 | 0 | 0 | 0 | 0 | 0 | - | 0 | 0 | 0 | 0 | 0 | 0 | 0 | - | Inactive
| 1 | 7 | 6.1.2.2.10.1.1.4 | Cable Tray, Ladder Type, Straight Reducer - (W)900mm X (W)300mm | - | CABLE TRAY AND ACCESSORIES | 0 | 0 | 0 | 0 | 0 | 0 | 0 | 0 | 0 | 0 | 0 | - | 0 | 0 | 0 | 0 | 0 | 0 | 0 | - | Inactive
| 1 | 7 | 6.1.2.2.10.1.1.5 | Cable Tray, Ladder Type, Straight Reducer - (W)600mm X (W)450mm | - | CABLE TRAY AND ACCESSORIES | 0 | 0 | 0 | 0 | 0 | 0 | 0 | 0 | 0 | 0 | 0 | - | 0 | 0 | 0 | 0 | 0 | 0 | 0 | - | Inactive
| 1 | 7 | 6.1.2.2.10.1.1.6 | Cable Tray, Ladder Type, Straight Reducer - (W)600mm X (W)300mm | - | CABLE TRAY AND ACCESSORIES | 0 | 0 | 0 | 0 | 0 | 0 | 0 | 0 | 0 | 0 | 0 | - | 0 | 0 | 0 | 0 | 0 | 0 | 0 | - | Inactive
| 1 | 7 | 6.1.2.2.10.1.1.7 | Cable Tray, Ladder Type, Straight Reducer - (W)450mm X (W)300mm | - | CABLE TRAY AND ACCESSORIES | 0 | 0 | 0 | 0 | 0 | 0 | 0 | 0 | 0 | 0 | 0 | - | 0 | 0 | 0 | 0 | 0 | 0 | 0 | - | Inactive
| 1 | 7 | 6.1.2.2.10.1.1.8 | Cable Tray, Ladder Type, Straight Reducer - (W)300mm X (W)150mm | - | CABLE TRAY AND ACCESSORIES | 0 | 0 | 0 | 0 | 0 | 0 | 0 | 0 | 0 | 0 | 0 | - | 0 | 0 | 0 | 0 | 0 | 0 | 0 | - | Inactive
| 0 | 6 | 6.1.2.2.10.1.2 | 2) Ventilated, Louvered Type Cover | - | CABLE TRAY AND ACCESSORIES | 0 | 0 | 0 | 0 | 0 | 0 | 0 | 0 | 0 | 0 | 0 | - | 0 | 0 | 0 | 0 | 0 | 0 | 0 | - | Inactive
| 1 | 7 | 6.1.2.2.10.1.2.1 | Cable Tray, Ladder Type, Straight Reducer Cover - (W)900mm X (W)750mm | - | CABLE TRAY AND ACCESSORIES | 0 | 0 | 0 | 0 | 0 | 0 | 0 | 0 | 0 | 0 | 0 | - | 0 | 0 | 0 | 0 | 0 | 0 | 0 | - | Inactive
| 1 | 7 | 6.1.2.2.10.1.2.2 | Cable Tray, Ladder Type, Straight Reducer Cover - (W)900mm X (W)600mm | - | CABLE TRAY AND ACCESSORIES | 0 | 0 | 0 | 0 | 0 | 0 | 0 | 0 | 0 | 0 | 0 | - | 0 | 0 | 0 | 0 | 0 | 0 | 0 | - | Inactive
| 1 | 7 | 6.1.2.2.10.1.2.3 | Cable Tray, Ladder Type, Straight Reducer Cover - (W)900mm X (W)450mm | - | CABLE TRAY AND ACCESSORIES | 0 | 0 | 0 | 0 | 0 | 0 | 0 | 0 | 0 | 0 | 0 | - | 0 | 0 | 0 | 0 | 0 | 0 | 0 | - | Inactive
| 1 | 7 | 6.1.2.2.10.1.2.4 | Cable Tray, Ladder Type, Straight Reducer Cover - (W)900mm X (W)300mm | - | CABLE TRAY AND ACCESSORIES | 0 | 0 | 0 | 0 | 0 | 0 | 0 | 0 | 0 | 0 | 0 | - | 0 | 0 | 0 | 0 | 0 | 0 | 0 | - | Inactive
| 1 | 7 | 6.1.2.2.10.1.2.5 | Cable Tray, Ladder Type, Straight Reducer Cover - (W)600mm X (W)450mm | - | CABLE TRAY AND ACCESSORIES | 0 | 0 | 0 | 0 | 0 | 0 | 0 | 0 | 0 | 0 | 0 | - | 0 | 0 | 0 | 0 | 0 | 0 | 0 | - | Inactive
| 1 | 7 | 6.1.2.2.10.1.2.6 | Cable Tray, Ladder Type, Straight Reducer Cover - (W)600mm X (W)300mm | - | CABLE TRAY AND ACCESSORIES | 0 | 0 | 0 | 0 | 0 | 0 | 0 | 0 | 0 | 0 | 0 | - | 0 | 0 | 0 | 0 | 0 | 0 | 0 | - | Inactive
| 1 | 7 | 6.1.2.2.10.1.2.7 | Cable Tray, Ladder Type, Straight Reducer Cover - (W)450mm X (W)300mm | - | CABLE TRAY AND ACCESSORIES | 0 | 0 | 0 | 0 | 0 | 0 | 0 | 0 | 0 | 0 | 0 | - | 0 | 0 | 0 | 0 | 0 | 0 | 0 | - | Inactive
| 1 | 7 | 6.1.2.2.10.1.2.8 | Cable Tray, Ladder Type, Straight Reducer Cover - (W)300mm X (W)150mm | - | CABLE TRAY AND ACCESSORIES | 0 | 0 | 0 | 0 | 0 | 0 | 0 | 0 | 0 | 0 | 0 | - | 0 | 0 | 0 | 0 | 0 | 0 | 0 | - | Inactive
| 0 | 5 | 6.1.2.2.10.2 | Left Hand Reducer | - | CABLE TRAY AND ACCESSORIES | 0 | 0 | 0 | 0 | 0 | 0 | 0 | 0 | 0 | 0 | 0 | - | 0 | 0 | 0 | 0 | 0 | 0 | 14 | - | Active
| 0 | 6 | 6.1.2.2.10.2.1 | 1) Body | - | CABLE TRAY AND ACCESSORIES | 0 | 0 | 0 | 0 | 0 | 0 | 0 | 0 | 0 | 0 | 0 | - | 0 | 0 | 0 | 0 | 0 | 0 | 7 | - | Active
| 1 | 7 | 6.1.2.2.10.2.1.1 | Cable Tray, Ladder Type, Left Hand Reducer - (W)900mm X (W)750mm | - | CABLE TRAY AND ACCESSORIES | 0 | 0 | 0 | 0 | 0 | 0 | 0 | 0 | 0 | 0 | 0 | - | 0 | 0 | 0 | 0 | 0 | 0 | 0 | - | Inactive
| 1 | 7 | 6.1.2.2.10.2.1.2 | Cable Tray, Ladder Type, Left Hand Reducer - (W)900mm X (W)600mm | - | CABLE TRAY AND ACCESSORIES | 4 | 0 | 125054.4952 | 31362.5833 | 15341.9725 | 0 | 500217.9806 | 125450.3333 | 61367.8899 | 687036.2038 | 9.6126 | MP22 | 7.5 | 0.25 | 1 | 1.875 | 7.5 | 1 | 4 | J.01.03.01.06.01.02 | Active
| 1 | 7 | 6.1.2.2.10.2.1.3 | Cable Tray, Ladder Type, Left Hand Reducer - (W)900mm X (W)450mm | - | CABLE TRAY AND ACCESSORIES | 0 | 0 | 0 | 0 | 0 | 0 | 0 | 0 | 0 | 0 | 0 | - | 0 | 0 | 0 | 0 | 0 | 0 | 0 | - | Inactive
| 1 | 7 | 6.1.2.2.10.2.1.4 | Cable Tray, Ladder Type, Left Hand Reducer - (W)900mm X (W)300mm | - | CABLE TRAY AND ACCESSORIES | 2 | 0 | 125054.4952 | 31362.5833 | 15341.9725 | 0 | 250108.9903 | 62725.1667 | 30683.945 | 343518.1019 | 4.8063 | MP22 | 7.5 | 0.2 | 1 | 1.5 | 3 | 0.4 | 2 | J.01.03.01.06.01.04 | Active
| 1 | 7 | 6.1.2.2.10.2.1.5 | Cable Tray, Ladder Type, Left Hand Reducer - (W)600mm X (W)450mm | - | CABLE TRAY AND ACCESSORIES | 0 | 0 | 0 | 0 | 0 | 0 | 0 | 0 | 0 | 0 | 0 | - | 0 | 0 | 0 | 0 | 0 | 0 | 0 | - | Inactive
| 1 | 7 | 6.1.2.2.10.2.1.6 | Cable Tray, Ladder Type, Left Hand Reducer - (W)600mm X (W)300mm | - | CABLE TRAY AND ACCESSORIES | 0 | 0 | 0 | 0 | 0 | 0 | 0 | 0 | 0 | 0 | 0 | - | 0 | 0 | 0 | 0 | 0 | 0 | 0 | - | Inactive
| 1 | 7 | 6.1.2.2.10.2.1.7 | Cable Tray, Ladder Type, Left Hand Reducer - (W)450mm X (W)300mm | - | CABLE TRAY AND ACCESSORIES | 1 | 0 | 0 | 0 | 0 | 0 | 74774.5359 | 18752.8849 | 9173.5506 | 102700.9714 | 1.408 | MP22 | 7.5 | 0.15006 | 1 | 1.1255 | 1.1255 | 0.15006 | 1 | J.01.03.01.06.01.07 | Active
| 1 | 7 | 6.1.2.2.10.2.1.8 | Cable Tray, Ladder Type, Left Hand Reducer - (W)300mm X (W)150mm | - | CABLE TRAY AND ACCESSORIES | 0 | 0 | 0 | 0 | 0 | 0 | 0 | 0 | 0 | 0 | 0 | - | 0 | 0 | 0 | 0 | 0 | 0 | 0 | - | Inactive
| 0 | 6 | 6.1.2.2.10.2.2 | 2) Ventilated, Louvered Type Cover | - | CABLE TRAY AND ACCESSORIES | 0 | 0 | 0 | 0 | 0 | 0 | 0 | 0 | 0 | 0 | 0 | - | 0 | 0 | 0 | 0 | 0 | 0 | 7 | - | Active
| 1 | 7 | 6.1.2.2.10.2.2.1 | Cable Tray, Ladder Type, Left Hand Reducer - (W)900mm X (W)750mm | - | CABLE TRAY AND ACCESSORIES | 0 | 0 | 0 | 0 | 0 | 0 | 0 | 0 | 0 | 0 | 0 | - | 0 | 0 | 0 | 0 | 0 | 0 | 0 | - | Inactive
| 1 | 7 | 6.1.2.2.10.2.2.2 | Cable Tray, Ladder Type, Left Hand Reducer - (W)900mm X (W)600mm | - | CABLE TRAY AND ACCESSORIES | 4 | 0 | 125054.4952 | 31362.5833 | 15341.9725 | 0 | 500217.9806 | 125450.3333 | 61367.8899 | 687036.2038 | 9.6126 | MP22 | 7.5 | 0.1 | 1 | 0.75 | 3 | 0.4 | 4 | J.01.03.01.06.02.02 | Active
| 1 | 7 | 6.1.2.2.10.2.2.3 | Cable Tray, Ladder Type, Left Hand Reducer - (W)900mm X (W)450mm | - | CABLE TRAY AND ACCESSORIES | 0 | 0 | 0 | 0 | 0 | 0 | 0 | 0 | 0 | 0 | 0 | - | 0 | 0 | 0 | 0 | 0 | 0 | 0 | - | Inactive
| 1 | 7 | 6.1.2.2.10.2.2.4 | Cable Tray, Ladder Type, Left Hand Reducer - (W)900mm X (W)300mm | - | CABLE TRAY AND ACCESSORIES | 2 | 0 | 125054.4952 | 31362.5833 | 15341.9725 | 0 | 250108.9903 | 62725.1667 | 30683.945 | 343518.1019 | 4.8063 | MP22 | 7.5 | 0.1 | 1 | 0.75 | 1.5 | 0.2 | 2 | J.01.03.01.06.02.04 | Active
| 1 | 7 | 6.1.2.2.10.2.2.5 | Cable Tray, Ladder Type, Left Hand Reducer - (W)600mm X (W)450mm | - | CABLE TRAY AND ACCESSORIES | 0 | 0 | 0 | 0 | 0 | 0 | 0 | 0 | 0 | 0 | 0 | - | 0 | 0 | 0 | 0 | 0 | 0 | 0 | - | Inactive
| 1 | 7 | 6.1.2.2.10.2.2.6 | Cable Tray, Ladder Type, Left Hand Reducer - (W)600mm X (W)300mm | - | CABLE TRAY AND ACCESSORIES | 0 | 0 | 0 | 0 | 0 | 0 | 0 | 0 | 0 | 0 | 0 | - | 0 | 0 | 0 | 0 | 0 | 0 | 0 | - | Inactive
| 1 | 7 | 6.1.2.2.10.2.2.7 | Cable Tray, Ladder Type, Left Hand Reducer - (W)450mm X (W)300mm | - | CABLE TRAY AND ACCESSORIES | 1 | 0 | 0 | 0 | 0 | 0 | 74774.5359 | 18752.8849 | 9173.5506 | 102700.9714 | 1.4369 | MP22 | 7.5 | 0.1 | 1 | 0.75 | 0.75 | 0.1 | 1 | J.01.03.01.06.02.07 | Active
| 1 | 7 | 6.1.2.2.10.2.2.8 | Cable Tray, Ladder Type, Left Hand Reducer - (W)300mm X (W)150mm | - | CABLE TRAY AND ACCESSORIES | 0 | 0 | 0 | 0 | 0 | 0 | 0 | 0 | 0 | 0 | 0 | - | 0 | 0 | 0 | 0 | 0 | 0 | 0 | - | Inactive
| 0 | 5 | 6.1.2.2.10.3 | Right Hand Reducer | - | CABLE TRAY AND ACCESSORIES | 0 | 0 | 0 | 0 | 0 | 0 | 0 | 0 | 0 | 0 | 0 | - | 0 | 0 | 0 | 0 | 0 | 0 | 18 | - | Active
| 0 | 6 | 6.1.2.2.10.3.1 | 1) Body | - | CABLE TRAY AND ACCESSORIES | 0 | 0 | 0 | 0 | 0 | 0 | 0 | 0 | 0 | 0 | 0 | - | 0 | 0 | 0 | 0 | 0 | 0 | 9 | - | Active
| 1 | 7 | 6.1.2.2.10.3.1.1 | Cable Tray, Ladder Type, Right Hand Reducer - (W)900mm X (W)750mm | - | CABLE TRAY AND ACCESSORIES | 0 | 0 | 0 | 0 | 0 | 0 | 0 | 0 | 0 | 0 | 0 | - | 0 | 0 | 0 | 0 | 0 | 0 | 0 | - | Inactive
| 1 | 7 | 6.1.2.2.10.3.1.2 | Cable Tray, Ladder Type, Right Hand Reducer - (W)900mm X (W)600mm | - | CABLE TRAY AND ACCESSORIES | 2 | 0 | 125054.4952 | 31362.5833 | 15341.9725 | 0 | 250108.9903 | 62725.1667 | 30683.945 | 343518.1019 | 4.8063 | MP22 | 7.5 | 0.25 | 1 | 1.875 | 3.75 | 0.5 | 2 | J.01.03.01.06.01.02 | Active
| 1 | 7 | 6.1.2.2.10.3.1.3 | Cable Tray, Ladder Type, Right Hand Reducer - (W)900mm X (W)450mm | - | CABLE TRAY AND ACCESSORIES | 0 | 0 | 0 | 0 | 0 | 0 | 0 | 0 | 0 | 0 | 0 | - | 0 | 0 | 0 | 0 | 0 | 0 | 0 | - | Inactive
| 1 | 7 | 6.1.2.2.10.3.1.4 | Cable Tray, Ladder Type, Right Hand Reducer - (W)900mm X (W)300mm | - | CABLE TRAY AND ACCESSORIES | 5 | 0 | 125054.4952 | 31362.5833 | 15341.9725 | 0 | 625272.4758 | 156812.9166 | 76709.8624 | 858795.2548 | 12.0158 | MP22 | 7.5 | 0.2 | 1 | 1.5 | 7.5 | 1 | 5 | J.01.03.01.06.01.04 | Active
| 1 | 7 | 6.1.2.2.10.3.1.5 | Cable Tray, Ladder Type, Right Hand Reducer - (W)600mm X (W)450mm | - | CABLE TRAY AND ACCESSORIES | 0 | 0 | 0 | 0 | 0 | 0 | 0 | 0 | 0 | 0 | 0 | - | 0 | 0 | 0 | 0 | 0 | 0 | 0 | - | Inactive
| 1 | 7 | 6.1.2.2.10.3.1.6 | Cable Tray, Ladder Type, Right Hand Reducer - (W)600mm X (W)300mm | - | CABLE TRAY AND ACCESSORIES | 1 | 0 | 0 | 0 | 0 | 0 | 92824.0063 | 23279.4433 | 11387.8559 | 127491.3054 | 1.7478 | MP22 | 7.5 | 0.15006 | 1 | 1.1255 | 1.1255 | 0.15006 | 1 | J.01.03.01.06.01.06 | Active
| 1 | 7 | 6.1.2.2.10.3.1.7 | Cable Tray, Ladder Type, Right Hand Reducer - (W)450mm X (W)300mm | - | CABLE TRAY AND ACCESSORIES | 1 | 0 | 0 | 0 | 0 | 0 | 74774.5359 | 18752.8849 | 9173.5506 | 102700.9714 | 1.408 | MP22 | 7.5 | 0.15006 | 1 | 1.1255 | 1.1255 | 0.15006 | 1 | J.01.03.01.06.01.07 | Active
| 1 | 7 | 6.1.2.2.10.3.1.8 | Cable Tray, Ladder Type, Right Hand Reducer - (W)300mm X (W)150mm | - | CABLE TRAY AND ACCESSORIES | 0 | 0 | 0 | 0 | 0 | 0 | 0 | 0 | 0 | 0 | 0 | - | 0 | 0 | 0 | 0 | 0 | 0 | 0 | - | Inactive
| 0 | 6 | 6.1.2.2.10.3.2 | 2) Ventilated, Louvered Type Cover | - | CABLE TRAY AND ACCESSORIES | 0 | 0 | 0 | 0 | 0 | 0 | 0 | 0 | 0 | 0 | 0 | - | 0 | 0 | 0 | 0 | 0 | 0 | 9 | - | Active
| 1 | 7 | 6.1.2.2.10.3.2.1 | Cable Tray, Ladder Type, Right Hand Reducer Cover - (W)900mm X (W)750mm | - | CABLE TRAY AND ACCESSORIES | 0 | 0 | 0 | 0 | 0 | 0 | 0 | 0 | 0 | 0 | 0 | - | 0 | 0 | 0 | 0 | 0 | 0 | 0 | - | Inactive
| 1 | 7 | 6.1.2.2.10.3.2.2 | Cable Tray, Ladder Type, Right Hand Reducer Cover - (W)900mm X (W)600mm | - | CABLE TRAY AND ACCESSORIES | 2 | 0 | 78642.9877 | 19722.8617 | 9648.0446 | 0 | 157285.9754 | 39445.7234 | 19296.0891 | 216027.7879 | 3.0225 | MP22 | 7.5 | 0.1 | 1 | 0.75 | 1.5 | 0.2 | 2 | J.01.03.01.06.02.02 | Active
| 1 | 7 | 6.1.2.2.10.3.2.3 | Cable Tray, Ladder Type, Right Hand Reducer Cover - (W)900mm X (W)450mm | - | CABLE TRAY AND ACCESSORIES | 0 | 0 | 0 | 0 | 0 | 0 | 0 | 0 | 0 | 0 | 0 | - | 0 | 0 | 0 | 0 | 0 | 0 | 0 | - | Inactive
| 1 | 7 | 6.1.2.2.10.3.2.4 | Cable Tray, Ladder Type, Right Hand Reducer Cover - (W)900mm X (W)300mm | - | CABLE TRAY AND ACCESSORIES | 5 | 0 | 78642.9877 | 19722.8617 | 9648.0446 | 0 | 393214.9386 | 98614.3084 | 48240.2228 | 540069.4698 | 7.5563 | MP22 | 7.5 | 0.1 | 1 | 0.75 | 3.75 | 0.5 | 5 | J.01.03.01.06.02.04 | Active
| 1 | 7 | 6.1.2.2.10.3.2.5 | Cable Tray, Ladder Type, Right Hand Reducer Cover - (W)600mm X (W)450mm | - | CABLE TRAY AND ACCESSORIES | 0 | 0 | 0 | 0 | 0 | 0 | 0 | 0 | 0 | 0 | 0 | - | 0 | 0 | 0 | 0 | 0 | 0 | 0 | - | Inactive
| 1 | 7 | 6.1.2.2.10.3.2.6 | Cable Tray, Ladder Type, Right Hand Reducer Cover - (W)600mm X (W)300mm | - | CABLE TRAY AND ACCESSORIES | 1 | 0 | 0 | 0 | 0 | 0 | 71551.487 | 17944.5709 | 8778.1389 | 98274.1968 | 1.3473 | MP22 | 7.5 | 0.1 | 1 | 0.75 | 0.75 | 0.1 | 1 | J.01.03.01.06.02.06 | Active
| 1 | 7 | 6.1.2.2.10.3.2.7 | Cable Tray, Ladder Type, Right Hand Reducer Cover - (W)450mm X (W)300mm | - | CABLE TRAY AND ACCESSORIES | 1 | 0 | 0 | 0 | 0 | 0 | 44478.2729 | 11154.7332 | 5456.6809 | 61089.6871 | 0.83751 | MP22 | 7.5 | 0.1 | 1 | 0.75 | 0.75 | 0.1 | 1 | J.01.03.01.06.02.07 | Active
| 1 | 7 | 6.1.2.2.10.3.2.8 | Cable Tray, Ladder Type, Right Hand Reducer Cover - (W)300mm X (W)150mm | - | CABLE TRAY AND ACCESSORIES | 0 | 0 | 0 | 0 | 0 | 0 | 0 | 0 | 0 | 0 | 0 | - | 0 | 0 | 0 | 0 | 0 | 0 | 0 | - | Inactive
| 0 | 4 | 6.1.2.2.11 | Blind End Plate | - | CABLE TRAY AND ACCESSORIES | 0 | 0 | 0 | 0 | 0 | 0 | 0 | 0 | 0 | 0 | 0 | - | 0 | 0 | 0 | 0 | 0 | 0 | 95 | - | Active
| 1 | 5 | 6.1.2.2.11.1 | Blind End Plate - (W)900mm X (H)150mm | - | CABLE TRAY AND ACCESSORIES | 10 | 0 | 0 | 0 | 0 | 0 | 0 | 0 | 0 | 0 | 0 | MP22 | 7.5 | 0.1 | 1 | 0.75 | 7.5 | 1 | 10 | J.01.03.01.03.01 | Active
| 1 | 5 | 6.1.2.2.11.2 | Blind End Plate - (W)750mm X (H)150mm | - | CABLE TRAY AND ACCESSORIES | 0 | 0 | 0 | 0 | 0 | 0 | 0 | 0 | 0 | 0 | 0 | - | 0 | 0 | 0 | 0 | 0 | 0 | 0 | - | Inactive
| 1 | 5 | 6.1.2.2.11.3 | Blind End Plate - (W)600mm X (H)150mm | - | CABLE TRAY AND ACCESSORIES | 18 | 0 | 0 | 0 | 0 | 0 | 0 | 0 | 0 | 0 | 0 | MP22 | 7.5 | 0.1 | 1 | 0.75 | 13.5 | 1.8 | 18 | J.01.03.01.03.02 | Active
| 1 | 5 | 6.1.2.2.11.4 | Blind End Plate - (W)450mm X (H)150mm | - | CABLE TRAY AND ACCESSORIES | 1 | 0 | 0 | 0 | 0 | 0 | 0 | 0 | 0 | 0 | 0 | MP22 | 7.5 | 0.1 | 1 | 0.75 | 0.75 | 0.1 | 1 | J.01.03.01.03.03 | Active
| 1 | 5 | 6.1.2.2.11.5 | Blind End Plate - (W)300mm X (H)150mm | - | CABLE TRAY AND ACCESSORIES | 66 | 0 | 0 | 0 | 0 | 0 | 0 | 0 | 0 | 0 | 0 | MP22 | 7.5 | 0.1 | 1 | 0.75 | 49.5 | 6.6 | 66 | J.01.03.01.03.04 | Active
| 1 | 5 | 6.1.2.2.11.6 | Blind End Plate - (W)150mm X (H)150mm | - | CABLE TRAY AND ACCESSORIES | 0 | 0 | 0 | 0 | 0 | 0 | 0 | 0 | 0 | 0 | 0 | - | 0 | 0 | 0 | 0 | 0 | 0 | 0 | - | Inactive
| 0 | 4 | 6.1.2.2.12 | Bonding Jumper | - | CABLE TRAY AND ACCESSORIES | 0 | 0 | 0 | 0 | 0 | 0 | 0 | 0 | 0 | 0 | 0 | - | 0 | 0 | 0 | 0 | 0 | 0 | 4724 | - | Active
| 1 | 5 | 6.1.2.2.12.1 | Bonding Jumper - 35 sqmm x 300 mmL | - | CABLE TRAY AND ACCESSORIES | 4724 | 0 | 0 | 0 | 0 | 0 | 0 | 0 | 0 | 0 | 0 | MP22 | 7.5 | 0.002 | 1 | 0.015 | 70.86 | 9.448 | 4724 | J.01.03.01.05 | Active
| 1 | 4 | 6.1.2.2.13 | Hold Down Clamp (SUS 316L) for Unistrut channel | - | CABLE TRAY AND ACCESSORIES | 6310 | 0 | 0 | 0 | 0 | 0 | 0 | 0 | 0 | 0 | 0 | MP22 | 7.5 | 0.002 | 1 | 0.015 | 94.65 | 12.62 | 6310 | J.01.03.01.05 | Active
| 1 | 4 | 6.1.2.2.14 | Beam Hold Down Clamp (SUS 316L) for pipe rack installation | - | CABLE TRAY AND ACCESSORIES | 2154 | 0 | 0 | 0 | 0 | 0 | 0 | 0 | 0 | 0 | 0 | MP22 | 7.5 | 0.002 | 1 | 0.015 | 32.31 | 4.308 | 2154 | J.01.03.01.05 | Active
| 1 | 4 | 6.1.2.2.15 | Beam Hold Down Clamp (SUS 316L) for Unistrut Channel | - | CABLE TRAY AND ACCESSORIES | 72 | 0 | 0 | 0 | 0 | 0 | 0 | 0 | 0 | 0 | 0 | MP22 | 7.5 | 0.002 | 1 | 0.015 | 1.08 | 0.144 | 72 | J.01.03.01.05 | Active
| 1 | 4 | 6.1.2.2.16 | Hold Down Bracket (SUS 316L) for Vertical support at C-Channel | - | CABLE TRAY AND ACCESSORIES | 350 | 0 | 0 | 0 | 0 | 0 | 0 | 0 | 0 | 0 | 0 | MP22 | 7.5 | 0.002 | 1 | 0.015 | 5.25 | 0.7 | 350 | J.01.03.01.05 | Active
| 1 | 4 | 6.1.2.2.17 | Hold Down Bracket (SUS 316L) for Vertical support at Unistrut Channel | - | CABLE TRAY AND ACCESSORIES | 398 | 0 | 0 | 0 | 0 | 0 | 0 | 0 | 0 | 0 | 0 | MP22 | 7.5 | 0.002 | 1 | 0.015 | 5.97 | 0.796 | 398 | J.01.03.01.05 | Active
| 1 | 4 | 6.1.2.2.18 | Expansion Guide Clamp (SUS 316L) for Steel Structure | - | CABLE TRAY AND ACCESSORIES | 0 | 0 | 0 | 0 | 0 | 0 | 0 | 0 | 0 | 0 | 0 | - | 0 | 0 | 0 | 0 | 0 | 0 | 0 | - | Inactive
| 1 | 4 | 6.1.2.2.19 | Expansion Guide Clamp (SUS 316L) for Steel Structure - M10 Hole | - | CABLE TRAY AND ACCESSORIES | 448 | 0 | 0 | 0 | 0 | 0 | 0 | 0 | 0 | 0 | 0 | MP22 | 7.5 | 0.002 | 1 | 0.015 | 6.72 | 0.896 | 448 | J.01.03.01.05 | Active
| 1 | 4 | 6.1.2.2.20 | Expansion Guide Clamp (SUS 316L) for Unistrut Channel | - | CABLE TRAY AND ACCESSORIES | 0 | 0 | 0 | 0 | 0 | 0 | 0 | 0 | 0 | 0 | 0 | - | 0 | 0 | 0 | 0 | 0 | 0 | 0 | - | Inactive
| 1 | 4 | 6.1.2.2.21 | Expansion Guide Clamp (SUS 316L) for Unistrut Channel - M10 Hole | - | CABLE TRAY AND ACCESSORIES | 78 | 0 | 0 | 0 | 0 | 0 | 0 | 0 | 0 | 0 | 0 | MP22 | 7.5 | 0.002 | 1 | 0.015 | 1.17 | 0.156 | 78 | J.01.03.01.05 | Active
| 1 | 4 | 6.1.2.2.22 | Expansion Connector | - | CABLE TRAY AND ACCESSORIES | 190 | 0 | 0 | 0 | 0 | 0 | 0 | 0 | 0 | 0 | 0 | MP22 | 7.5 | 0.002 | 1 | 0.015 | 2.85 | 0.38 | 190 | J.01.03.01.05 | Active
| 1 | 4 | 6.1.2.2.23 | Joint Connector | - | CABLE TRAY AND ACCESSORIES | 3834 | 0 | 0 | 0 | 0 | 0 | 0 | 0 | 0 | 0 | 0 | MP22 | 7.5 | 0.002 | 1 | 0.015 | 57.51 | 7.668 | 3834 | J.01.03.01.05 | Active
| 1 | 4 | 6.1.2.2.24 | Adjustable Horizontal Connector | - | CABLE TRAY AND ACCESSORIES | 44 | 0 | 0 | 0 | 0 | 0 | 0 | 0 | 0 | 0 | 0 | MP22 | 7.5 | 0.002 | 1 | 0.015 | 0.66 | 0.088 | 44 | J.01.03.01.05 | Active
| 1 | 4 | 6.1.2.2.25 | Adjustable Riser Connector | - | CABLE TRAY AND ACCESSORIES | 196 | 0 | 0 | 0 | 0 | 0 | 0 | 0 | 0 | 0 | 0 | MP22 | 7.5 | 0.002 | 1 | 0.015 | 2.94 | 0.392 | 196 | J.01.03.01.05 | Active
| 0 | 4 | 6.1.2.2.26 | Cover Clamp | - | CABLE TRAY AND ACCESSORIES | 0 | 0 | 0 | 0 | 0 | 0 | 0 | 0 | 0 | 0 | 0 | - | 0 | 0 | 0 | 0 | 0 | 0 | 11696 | - | Active
| 1 | 5 | 6.1.2.2.26.1 | Cover Clamp - (W)900mm X (H)150mm | - | CABLE TRAY AND ACCESSORIES | 4238 | 0 | 0 | 0 | 0 | 0 | 0 | 0 | 0 | 0 | 0 | MP22 | 7.5 | 0.002 | 1 | 0.015 | 63.57 | 8.476 | 4238 | J.01.03.01.04.01 | Active
| 1 | 5 | 6.1.2.2.26.2 | Cover Clamp - (W)750mm X (H)150mm | - | CABLE TRAY AND ACCESSORIES | 0 | 0 | 0 | 0 | 0 | 0 | 0 | 0 | 0 | 0 | 0 | - | 0 | 0 | 0 | 0 | 0 | 0 | 0 | - | Inactive
| 1 | 5 | 6.1.2.2.26.3 | Cover Clamp - (W)600mm X (H)150mm | - | CABLE TRAY AND ACCESSORIES | 1288 | 0 | 0 | 0 | 0 | 0 | 0 | 0 | 0 | 0 | 0 | MP22 | 7.5 | 0.002 | 1 | 0.015 | 19.32 | 2.576 | 1288 | J.01.03.01.04.02 | Active
| 1 | 5 | 6.1.2.2.26.4 | Cover Clamp - (W)450mm X (H)150mm | - | CABLE TRAY AND ACCESSORIES | 186 | 0 | 0 | 0 | 0 | 0 | 0 | 0 | 0 | 0 | 0 | MP22 | 7.5 | 0.002 | 1 | 0.015 | 2.79 | 0.372 | 186 | J.01.03.01.04.03 | Active
| 1 | 5 | 6.1.2.2.26.5 | Cover Clamp - (W)300mm X (H)150mm | - | CABLE TRAY AND ACCESSORIES | 5984 | 0 | 0 | 0 | 0 | 0 | 0 | 0 | 0 | 0 | 0 | MP22 | 7.5 | 0.002 | 1 | 0.015 | 89.76 | 11.968 | 5984 | J.01.03.01.04.04 | Active
| 1 | 5 | 6.1.2.2.26.6 | Cover Clamp - (W)150mm X (H)150mm | - | CABLE TRAY AND ACCESSORIES | 0 | 0 | 0 | 0 | 0 | 0 | 0 | 0 | 0 | 0 | 0 | - | 0 | 0 | 0 | 0 | 0 | 0 | 0 | - | Inactive
| 0 | 1 | 6.2 | Perforated Cable Tray | - | CABLE TRAY AND ACCESSORIES | 0 | 0 | 0 | 0 | 0 | 0 | 0 | 0 | 0 | 0 | 0 | - | 0 | 0 | 0 | 0 | 0 | 0 | 47837.3333 | - | Active
| 0 | 2 | 6.2.1 | Straight | - | CABLE TRAY AND ACCESSORIES | 0 | 0 | 0 | 0 | 0 | 0 | 0 | 0 | 0 | 0 | 0 | - | 0 | 0 | 0 | 0 | 0 | 0 | 9300 | - | Active
| 1 | 3 | 6.2.1.1 | Perforated Tray, Straight - (W)300mm X (H)150mm | - | CABLE TRAY AND ACCESSORIES | 0 | 0 | 0 | 0 | 0 | 0 | 0 | 0 | 0 | 0 | 0 | - | 0 | 0 | 0 | 0 | 0 | 0 | 0 | - | Inactive
| 1 | 3 | 6.2.1.2 | Perforated Tray, Straight - (W)200mm X (H)100mm | - | CABLE TRAY AND ACCESSORIES | 0 | 0 | 0 | 0 | 0 | 0 | 0 | 0 | 0 | 0 | 0 | - | 0 | 0 | 0 | 0 | 0 | 0 | 0 | - | Inactive
| 1 | 3 | 6.2.1.3 | Perforated Tray, Straight - (W)150mm X (H)100mm | - | CABLE TRAY AND ACCESSORIES | 873 | 0 | 34809.1263 | 8729.7912 | 4270.4459 | 0 | 30388367.2382 | 7621107.7481 | 3728099.3142 | 41737574.3004 | 583.9683 | MP29 | 7.5 | 0.18 | 1 | 1.35 | 1178.55 | 157.14 | 873 | J.02.01.01 | Active
| 1 | 3 | 6.2.1.4 | Perforated Tray, Straight - (W)150mm X (H)50mm | - | CABLE TRAY AND ACCESSORIES | 0 | 0 | 0 | 0 | 0 | 0 | 0 | 0 | 0 | 0 | 0 | - | 0 | 0 | 0 | 0 | 0 | 0 | 0 | - | Inactive
| 1 | 3 | 6.2.1.5 | Perforated Tray, Straight - (W)100mm X (H)100mm | - | CABLE TRAY AND ACCESSORIES | 1496 | 0 | 29007.44 | 7274.826 | 3558.705 | 0 | 43395130.2333 | 10883139.7396 | 5323822.6174 | 59602092.5903 | 833.9171 | MP29 | 7.5 | 0.15 | 1 | 1.125 | 1683 | 224.4 | 1496 | J.02.01.02 | Active
| 1 | 3 | 6.2.1.6 | Perforated Tray, Straight - (W)100mm X (H)50mm | - | CABLE TRAY AND ACCESSORIES | 6453 | 0 | 29007.44 | 7274.826 | 3558.705 | 0 | 187185010.2911 | 46944452.366 | 22964323.0949 | 257093785.7521 | 3597.1038 | MP29 | 7.5 | 0.12 | 1 | 0.9 | 5807.7 | 774.36 | 6453 | J.02.01.03 | Active
| 1 | 3 | 6.2.1.7 | Perforated Tray, Straight - (W)50mm X (H)50mm | - | CABLE TRAY AND ACCESSORIES | 478 | 0 | 19338.2933 | 4849.884 | 2372.47 | 0 | 9243704.2119 | 2318244.5613 | 1134040.6467 | 12695989.4199 | 177.6348 | MP29 | 7.5 | 0.1 | 1 | 0.75 | 358.5 | 47.8 | 478 | J.02.01.04 | Active
| 0 | 2 | 6.2.2 | Cover for straight | - | CABLE TRAY AND ACCESSORIES | 0 | 0 | 0 | 0 | 0 | 0 | 0 | 0 | 0 | 0 | 0 | - | 0 | 0 | 0 | 0 | 0 | 0 | 8647 | - | Active
| 1 | 3 | 6.2.2.1 | Perforated Tray, Cover - (W)300mm X (H)150mm | - | CABLE TRAY AND ACCESSORIES | 0 | 0 | 0 | 0 | 0 | 0 | 0 | 0 | 0 | 0 | 0 | - | 0 | 0 | 0 | 0 | 0 | 0 | 0 | - | Inactive
| 1 | 3 | 6.2.2.2 | Perforated Tray, Cover - (W)200mm X (H)100mm | - | CABLE TRAY AND ACCESSORIES | 0 | 0 | 0 | 0 | 0 | 0 | 0 | 0 | 0 | 0 | 0 | - | 0 | 0 | 0 | 0 | 0 | 0 | 0 | - | Inactive
| 1 | 3 | 6.2.2.3 | Perforated Tray, Cover - (W)150mm X (H)100mm | - | CABLE TRAY AND ACCESSORIES | 220 | 0 | 21272.5192 | 5334.8724 | 2609.717 | 0 | 4679954.2293 | 1173671.9327 | 574137.7332 | 6427763.8953 | 89.9339 | MP29 | 7.5 | 0.05 | 1 | 0.375 | 82.5 | 11 | 220 | J.02.02.01 | Active
| 1 | 3 | 6.2.2.4 | Perforated Tray, Cover - (W)150mm X (H)50mm | - | CABLE TRAY AND ACCESSORIES | 0 | 0 | 0 | 0 | 0 | 0 | 0 | 0 | 0 | 0 | 0 | - | 0 | 0 | 0 | 0 | 0 | 0 | 0 | - | Inactive
| 1 | 3 | 6.2.2.5 | Perforated Tray, Cover - (W)100mm X (H)100mm | - | CABLE TRAY AND ACCESSORIES | 1496 | 0 | 16115.2444 | 4041.57 | 1977.0583 | 0 | 24108405.6852 | 6046188.7442 | 2957679.2319 | 33112273.6613 | 463.2873 | MP29 | 7.5 | 0.05 | 1 | 0.375 | 561 | 74.8 | 1496 | J.02.02.02 | Active
| 1 | 3 | 6.2.2.6 | Perforated Tray, Cover - (W)100mm X (H)50mm | - | CABLE TRAY AND ACCESSORIES | 6453 | 0 | 16115.2444 | 4041.57 | 1977.0583 | 0 | 103991672.384 | 26080251.3145 | 12757957.275 | 142829880.9734 | 1998.391 | MP29 | 7.5 | 0.05 | 1 | 0.375 | 2419.875 | 322.65 | 6453 | J.02.02.03 | Active
| 1 | 3 | 6.2.2.7 | Perforated Tray, Cover - (W)50mm X (H)50mm | - | CABLE TRAY AND ACCESSORIES | 478 | 0 | 9024.7352 | 2263.2792 | 1107.1527 | 0 | 4313823.4103 | 1081847.4619 | 529218.9684 | 5924889.8407 | 82.898 | MP29 | 7.5 | 0.05 | 1 | 0.375 | 179.25 | 23.9 | 478 | J.02.02.04 | Active
| 0 | 2 | 6.2.3 | Fittings with Cover | - | CABLE TRAY AND ACCESSORIES | 0 | 0 | 0 | 0 | 0 | 0 | 0 | 0 | 0 | 0 | 0 | - | 0 | 0 | 0 | 0 | 0 | 0 | 29890.3333 | - | Active
| 0 | 3 | 6.2.3.1 | Horizontal Elbow | - | CABLE TRAY AND ACCESSORIES | 0 | 0 | 0 | 0 | 0 | 0 | 0 | 0 | 0 | 0 | 0 | - | 0 | 0 | 0 | 0 | 0 | 0 | 530 | - | Active
| 0 | 4 | 6.2.3.1.1 | 90° Horizontal Elbow | - | CABLE TRAY AND ACCESSORIES | 0 | 0 | 0 | 0 | 0 | 0 | 0 | 0 | 0 | 0 | 0 | - | 0 | 0 | 0 | 0 | 0 | 0 | 230 | - | Active
| 0 | 5 | 6.2.3.1.1.1 | 1) Body | - | CABLE TRAY AND ACCESSORIES | 0 | 0 | 0 | 0 | 0 | 0 | 0 | 0 | 0 | 0 | 0 | - | 0 | 0 | 0 | 0 | 0 | 0 | 115 | - | Active
| 1 | 6 | 6.2.3.1.1.1.1 | Perforated Tray, 90° Horizontal Elbow - (W)300mm X (H)150mm | - | CABLE TRAY AND ACCESSORIES | 0 | 0 | 0 | 0 | 0 | 0 | 0 | 0 | 0 | 0 | 0 | - | 0 | 0 | 0 | 0 | 0 | 0 | 0 | - | Inactive
| 1 | 6 | 6.2.3.1.1.1.2 | Perforated Tray, 90° Horizontal Elbow - (W)200mm X (H)100mm | - | CABLE TRAY AND ACCESSORIES | 0 | 0 | 0 | 0 | 0 | 0 | 0 | 0 | 0 | 0 | 0 | - | 0 | 0 | 0 | 0 | 0 | 0 | 0 | - | Inactive
| 1 | 6 | 6.2.3.1.1.1.3 | Perforated Tray, 90° Horizontal Elbow - (W)150mm X (H)100mm | - | CABLE TRAY AND ACCESSORIES | 62 | 0 | 38032.1752 | 9538.1052 | 4665.8576 | 0 | 2357994.8601 | 591362.5248 | 289283.1719 | 3238640.5568 | 45.3132 | MP29 | 7.5 | 0.15 | 1 | 1.125 | 69.75 | 9.3 | 62 | J.02.03.01.01 | Active
| 1 | 6 | 6.2.3.1.1.1.4 | Perforated Tray, 90° Horizontal Elbow - (W)150mm X (H)50mm | - | CABLE TRAY AND ACCESSORIES | 0 | 0 | 0 | 0 | 0 | 0 | 0 | 0 | 0 | 0 | 0 | - | 0 | 0 | 0 | 0 | 0 | 0 | 0 | - | Inactive
| 1 | 6 | 6.2.3.1.1.1.5 | Perforated Tray, 90° Horizontal Elbow - (W)100mm X (H)100mm | - | CABLE TRAY AND ACCESSORIES | 46 | 0 | 31586.0774 | 7921.4772 | 3875.0343 | 0 | 1452959.5598 | 364387.9527 | 178251.5772 | 1995599.0897 | 27.9213 | MP29 | 7.5 | 0.12 | 1 | 0.9 | 41.4 | 5.52 | 46 | J.02.03.01.02 | Active
| 1 | 6 | 6.2.3.1.1.1.6 | Perforated Tray, 90° Horizontal Elbow - (W)100mm X (H)50mm | - | CABLE TRAY AND ACCESSORIES | 0 | 0 | 0 | 0 | 0 | 0 | 0 | 0 | 0 | 0 | 0 | - | 0 | 0 | 0 | 0 | 0 | 0 | 0 | - | Inactive
| 1 | 6 | 6.2.3.1.1.1.7 | Perforated Tray, 90° Horizontal Elbow - (W)50mm X (H)50mm | - | CABLE TRAY AND ACCESSORIES | 7 | 0 | 0 | 0 | 0 | 0 | 148907.6346 | 37344.1069 | 18268.0188 | 204519.7603 | 2.8038 | MP29 | 7.5 | 0.07 | 1 | 0.525 | 3.675 | 0.49 | 7 | J.02.03.01.04 | Active
| 0 | 5 | 6.2.3.1.1.2 | 2) Solid Type Perforated Cover | - | CABLE TRAY AND ACCESSORIES | 0 | 0 | 0 | 0 | 0 | 0 | 0 | 0 | 0 | 0 | 0 | - | 0 | 0 | 0 | 0 | 0 | 0 | 115 | - | Active
| 1 | 6 | 6.2.3.1.1.2.1 | Perforated Tray, 90° Horizontal Elbow Cover - (W)300mm | - | CABLE TRAY AND ACCESSORIES | 0 | 0 | 0 | 0 | 0 | 0 | 0 | 0 | 0 | 0 | 0 | - | 0 | 0 | 0 | 0 | 0 | 0 | 0 | - | Inactive
| 1 | 6 | 6.2.3.1.1.2.2 | Perforated Tray, 90° Horizontal Elbow Cover - (W)200mm | - | CABLE TRAY AND ACCESSORIES | 0 | 0 | 0 | 0 | 0 | 0 | 0 | 0 | 0 | 0 | 0 | - | 0 | 0 | 0 | 0 | 0 | 0 | 0 | - | Inactive
| 1 | 6 | 6.2.3.1.1.2.3 | Perforated Tray, 90° Horizontal Elbow Cover - (W)150mm | - | CABLE TRAY AND ACCESSORIES | 62 | 0 | 21272.5192 | 5334.8724 | 2609.717 | 0 | 1318896.1919 | 330762.0901 | 161802.4521 | 1811460.7341 | 25.345 | MP29 | 7.5 | 0.05 | 1 | 0.375 | 23.25 | 3.1 | 62 | J.02.03.02.01 | Active
| 1 | 6 | 6.2.3.1.1.2.4 | Perforated Tray, 90° Horizontal Elbow Cover - (W)100mm | - | CABLE TRAY AND ACCESSORIES | 46 | 0 | 16115.2444 | 4041.57 | 1977.0583 | 0 | 741301.2443 | 185912.2207 | 90944.6823 | 1018158.1473 | 14.2455 | MP29 | 7.5 | 0.05 | 1 | 0.375 | 17.25 | 2.3 | 46 | J.02.03.02.02 | Active
| 1 | 6 | 6.2.3.1.1.2.5 | Perforated Tray, 90° Horizontal Elbow Cover - (W)50mm | - | CABLE TRAY AND ACCESSORIES | 7 | 0 | 0 | 0 | 0 | 0 | 85734.4884 | 21501.1525 | 10517.9502 | 117753.5911 | 1.6143 | MP29 | 7.5 | 0.05 | 1 | 0.375 | 2.625 | 0.35 | 7 | J.02.03.02.04 | Active
| 0 | 4 | 6.2.3.1.2 | 60° Horizontal Elbow | - | CABLE TRAY AND ACCESSORIES | 0 | 0 | 0 | 0 | 0 | 0 | 0 | 0 | 0 | 0 | 0 | - | 0 | 0 | 0 | 0 | 0 | 0 | 100 | - | Active
| 0 | 5 | 6.2.3.1.2.1 | 1) Body | - | CABLE TRAY AND ACCESSORIES | 0 | 0 | 0 | 0 | 0 | 0 | 0 | 0 | 0 | 0 | 0 | - | 0 | 0 | 0 | 0 | 0 | 0 | 50 | - | Active
| 1 | 6 | 6.2.3.1.2.1.1 | Perforated Tray, 60° Horizontal Elbow - (W)300mm X (H)150mm | - | CABLE TRAY AND ACCESSORIES | 0 | 0 | 0 | 0 | 0 | 0 | 0 | 0 | 0 | 0 | 0 | - | 0 | 0 | 0 | 0 | 0 | 0 | 0 | - | Inactive
| 1 | 6 | 6.2.3.1.2.1.2 | Perforated Tray, 60° Horizontal Elbow - (W)200mm X (H)100mm | - | CABLE TRAY AND ACCESSORIES | 0 | 0 | 0 | 0 | 0 | 0 | 0 | 0 | 0 | 0 | 0 | - | 0 | 0 | 0 | 0 | 0 | 0 | 0 | - | Inactive
| 1 | 6 | 6.2.3.1.2.1.3 | Perforated Tray, 60° Horizontal Elbow - (W)150mm X (H)100mm | - | CABLE TRAY AND ACCESSORIES | 25 | 0 | 38032.1752 | 9538.1052 | 4665.8576 | 0 | 950804.3791 | 238452.631 | 116646.4403 | 1305903.4503 | 18.2715 | MP29 | 7.5 | 0.15 | 1 | 1.125 | 28.125 | 3.75 | 25 | J.02.03.01.01 | Active
| 1 | 6 | 6.2.3.1.2.1.4 | Perforated Tray, 60° Horizontal Elbow - (W)150mm X (H)50mm | - | CABLE TRAY AND ACCESSORIES | 0 | 0 | 0 | 0 | 0 | 0 | 0 | 0 | 0 | 0 | 0 | - | 0 | 0 | 0 | 0 | 0 | 0 | 0 | - | Inactive
| 1 | 6 | 6.2.3.1.2.1.5 | Perforated Tray, 60° Horizontal Elbow - (W)100mm X (H)100mm | - | CABLE TRAY AND ACCESSORIES | 25 | 0 | 31586.0774 | 7921.4772 | 3875.0343 | 0 | 789651.9347 | 198036.9308 | 96875.8572 | 1084564.7227 | 15.1746 | MP29 | 7.5 | 0.12 | 1 | 0.9 | 22.5 | 3 | 25 | J.02.03.01.02 | Active
| 1 | 6 | 6.2.3.1.2.1.6 | Perforated Tray, 60° Horizontal Elbow - (W)100mm X (H)50mm | - | CABLE TRAY AND ACCESSORIES | 0 | 0 | 0 | 0 | 0 | 0 | 0 | 0 | 0 | 0 | 0 | - | 0 | 0 | 0 | 0 | 0 | 0 | 0 | - | Inactive
| 1 | 6 | 6.2.3.1.2.1.7 | Perforated Tray, 60° Horizontal Elbow - (W)50mm X (H)50mm | - | CABLE TRAY AND ACCESSORIES | 0 | 0 | 0 | 0 | 0 | 0 | 0 | 0 | 0 | 0 | 0 | - | 0 | 0 | 0 | 0 | 0 | 0 | 0 | - | Inactive
| 0 | 5 | 6.2.3.1.2.2 | 2) Solid Type Perforated Cover | - | CABLE TRAY AND ACCESSORIES | 0 | 0 | 0 | 0 | 0 | 0 | 0 | 0 | 0 | 0 | 0 | - | 0 | 0 | 0 | 0 | 0 | 0 | 50 | - | Active
| 1 | 6 | 6.2.3.1.2.2.1 | Perforated Tray, 60° Horizontal Elbow Cover - (W)300mm | - | CABLE TRAY AND ACCESSORIES | 0 | 0 | 0 | 0 | 0 | 0 | 0 | 0 | 0 | 0 | 0 | - | 0 | 0 | 0 | 0 | 0 | 0 | 0 | - | Inactive
| 1 | 6 | 6.2.3.1.2.2.2 | Perforated Tray, 60° Horizontal Elbow Cover - (W)200mm | - | CABLE TRAY AND ACCESSORIES | 0 | 0 | 0 | 0 | 0 | 0 | 0 | 0 | 0 | 0 | 0 | - | 0 | 0 | 0 | 0 | 0 | 0 | 0 | - | Inactive
| 1 | 6 | 6.2.3.1.2.2.3 | Perforated Tray, 60° Horizontal Elbow Cover - (W)150mm | - | CABLE TRAY AND ACCESSORIES | 25 | 0 | 21272.5192 | 5334.8724 | 2609.717 | 0 | 531812.9806 | 133371.8105 | 65242.9242 | 730427.7154 | 10.2198 | MP29 | 7.5 | 0.05 | 1 | 0.375 | 9.375 | 1.25 | 25 | J.02.03.02.01 | Active
| 1 | 6 | 6.2.3.1.2.2.4 | Perforated Tray, 60° Horizontal Elbow Cover - (W)100mm | - | CABLE TRAY AND ACCESSORIES | 25 | 0 | 16115.2444 | 4041.57 | 1977.0583 | 0 | 402881.111 | 101039.2504 | 49426.4578 | 553346.8192 | 7.7421 | MP29 | 7.5 | 0.05 | 1 | 0.375 | 9.375 | 1.25 | 25 | J.02.03.02.02 | Active
| 1 | 6 | 6.2.3.1.2.2.5 | Perforated Tray, 60° Horizontal Elbow Cover - (W)50mm | - | CABLE TRAY AND ACCESSORIES | 0 | 0 | 0 | 0 | 0 | 0 | 0 | 0 | 0 | 0 | 0 | - | 0 | 0 | 0 | 0 | 0 | 0 | 0 | - | Inactive
| 0 | 4 | 6.2.3.1.3 | 45° Horizontal Elbow | - | CABLE TRAY AND ACCESSORIES | 0 | 0 | 0 | 0 | 0 | 0 | 0 | 0 | 0 | 0 | 0 | - | 0 | 0 | 0 | 0 | 0 | 0 | 100 | - | Active
| 0 | 5 | 6.2.3.1.3.1 | 1) Body | - | CABLE TRAY AND ACCESSORIES | 0 | 0 | 0 | 0 | 0 | 0 | 0 | 0 | 0 | 0 | 0 | - | 0 | 0 | 0 | 0 | 0 | 0 | 50 | - | Active
| 1 | 6 | 6.2.3.1.3.1.1 | Perforated Tray, 45° Horizontal Elbow - (W)300mm X (H)150mm | - | CABLE TRAY AND ACCESSORIES | 0 | 0 | 0 | 0 | 0 | 0 | 0 | 0 | 0 | 0 | 0 | - | 0 | 0 | 0 | 0 | 0 | 0 | 0 | - | Inactive
| 1 | 6 | 6.2.3.1.3.1.2 | Perforated Tray, 45° Horizontal Elbow - (W)200mm X (H)100mm | - | CABLE TRAY AND ACCESSORIES | 0 | 0 | 0 | 0 | 0 | 0 | 0 | 0 | 0 | 0 | 0 | - | 0 | 0 | 0 | 0 | 0 | 0 | 0 | - | Inactive
| 1 | 6 | 6.2.3.1.3.1.3 | Perforated Tray, 45° Horizontal Elbow - (W)150mm X (H)100mm | - | CABLE TRAY AND ACCESSORIES | 25 | 0 | 38032.1752 | 9538.1052 | 4665.8576 | 0 | 950804.3791 | 238452.631 | 116646.4403 | 1305903.4503 | 18.2715 | MP29 | 7.5 | 0.15 | 1 | 1.125 | 28.125 | 3.75 | 25 | J.02.03.01.01 | Active
| 1 | 6 | 6.2.3.1.3.1.4 | Perforated Tray, 45° Horizontal Elbow - (W)150mm X (H)50mm | - | CABLE TRAY AND ACCESSORIES | 0 | 0 | 0 | 0 | 0 | 0 | 0 | 0 | 0 | 0 | 0 | - | 0 | 0 | 0 | 0 | 0 | 0 | 0 | - | Inactive
| 1 | 6 | 6.2.3.1.3.1.5 | Perforated Tray, 45° Horizontal Elbow - (W)100mm X (H)100mm | - | CABLE TRAY AND ACCESSORIES | 25 | 0 | 31586.0774 | 7921.4772 | 3875.0343 | 0 | 789651.9347 | 198036.9308 | 96875.8572 | 1084564.7227 | 15.1746 | MP29 | 7.5 | 0.12 | 1 | 0.9 | 22.5 | 3 | 25 | J.02.03.01.02 | Active
| 1 | 6 | 6.2.3.1.3.1.6 | Perforated Tray, 45° Horizontal Elbow - (W)100mm X (H)50mm | - | CABLE TRAY AND ACCESSORIES | 0 | 0 | 0 | 0 | 0 | 0 | 0 | 0 | 0 | 0 | 0 | - | 0 | 0 | 0 | 0 | 0 | 0 | 0 | - | Inactive
| 1 | 6 | 6.2.3.1.3.1.7 | Perforated Tray, 45° Horizontal Elbow - (W)50mm X (H)50mm | - | CABLE TRAY AND ACCESSORIES | 0 | 0 | 0 | 0 | 0 | 0 | 0 | 0 | 0 | 0 | 0 | - | 0 | 0 | 0 | 0 | 0 | 0 | 0 | - | Inactive
| 0 | 5 | 6.2.3.1.3.2 | 2) Solid Type Perforated Cover | - | CABLE TRAY AND ACCESSORIES | 0 | 0 | 0 | 0 | 0 | 0 | 0 | 0 | 0 | 0 | 0 | - | 0 | 0 | 0 | 0 | 0 | 0 | 50 | - | Active
| 1 | 6 | 6.2.3.1.3.2.1 | Perforated Tray, 45° Horizontal Elbow - (W)300mm | - | CABLE TRAY AND ACCESSORIES | 0 | 0 | 0 | 0 | 0 | 0 | 0 | 0 | 0 | 0 | 0 | - | 0 | 0 | 0 | 0 | 0 | 0 | 0 | - | Inactive
| 1 | 6 | 6.2.3.1.3.2.2 | Perforated Tray, 45° Horizontal Elbow - (W)200mm | - | CABLE TRAY AND ACCESSORIES | 0 | 0 | 0 | 0 | 0 | 0 | 0 | 0 | 0 | 0 | 0 | - | 0 | 0 | 0 | 0 | 0 | 0 | 0 | - | Inactive
| 1 | 6 | 6.2.3.1.3.2.3 | Perforated Tray, 45° Horizontal Elbow - (W)150mm | - | CABLE TRAY AND ACCESSORIES | 25 | 0 | 21272.5192 | 5334.8724 | 2609.717 | 0 | 531812.9806 | 133371.8105 | 65242.9242 | 730427.7154 | 10.2198 | MP29 | 7.5 | 0.05 | 1 | 0.375 | 9.375 | 1.25 | 25 | J.02.03.02.01 | Active
| 1 | 6 | 6.2.3.1.3.2.4 | Perforated Tray, 45° Horizontal Elbow - (W)100mm | - | CABLE TRAY AND ACCESSORIES | 25 | 0 | 16115.2444 | 4041.57 | 1977.0583 | 0 | 402881.111 | 101039.2504 | 49426.4578 | 553346.8192 | 7.7421 | MP29 | 7.5 | 0.05 | 1 | 0.375 | 9.375 | 1.25 | 25 | J.02.03.02.02 | Active
| 1 | 6 | 6.2.3.1.3.2.5 | Perforated Tray, 45° Horizontal Elbow - (W)50mm | - | CABLE TRAY AND ACCESSORIES | 0 | 0 | 0 | 0 | 0 | 0 | 0 | 0 | 0 | 0 | 0 | - | 0 | 0 | 0 | 0 | 0 | 0 | 0 | - | Inactive
| 0 | 4 | 6.2.3.1.4 | 30° Horizontal Elbow | - | CABLE TRAY AND ACCESSORIES | 0 | 0 | 0 | 0 | 0 | 0 | 0 | 0 | 0 | 0 | 0 | - | 0 | 0 | 0 | 0 | 0 | 0 | 100 | - | Active
| 0 | 5 | 6.2.3.1.4.1 | 1) Body | - | CABLE TRAY AND ACCESSORIES | 0 | 0 | 0 | 0 | 0 | 0 | 0 | 0 | 0 | 0 | 0 | - | 0 | 0 | 0 | 0 | 0 | 0 | 50 | - | Active
| 1 | 6 | 6.2.3.1.4.1.1 | Perforated Tray, 30° Horizontal Elbow - (W)300mm X (H)150mm | - | CABLE TRAY AND ACCESSORIES | 0 | 0 | 0 | 0 | 0 | 0 | 0 | 0 | 0 | 0 | 0 | - | 0 | 0 | 0 | 0 | 0 | 0 | 0 | - | Inactive
| 1 | 6 | 6.2.3.1.4.1.2 | Perforated Tray, 30° Horizontal Elbow - (W)200mm X (H)100mm | - | CABLE TRAY AND ACCESSORIES | 0 | 0 | 0 | 0 | 0 | 0 | 0 | 0 | 0 | 0 | 0 | - | 0 | 0 | 0 | 0 | 0 | 0 | 0 | - | Inactive
| 1 | 6 | 6.2.3.1.4.1.3 | Perforated Tray, 30° Horizontal Elbow - (W)150mm X (H)100mm | - | CABLE TRAY AND ACCESSORIES | 25 | 0 | 38032.1752 | 9538.1052 | 4665.8576 | 0 | 950804.3791 | 238452.631 | 116646.4403 | 1305903.4503 | 18.2715 | MP29 | 7.5 | 0.15 | 1 | 1.125 | 28.125 | 3.75 | 25 | J.02.03.01.01 | Active
| 1 | 6 | 6.2.3.1.4.1.4 | Perforated Tray, 30° Horizontal Elbow - (W)150mm X (H)50mm | - | CABLE TRAY AND ACCESSORIES | 0 | 0 | 0 | 0 | 0 | 0 | 0 | 0 | 0 | 0 | 0 | - | 0 | 0 | 0 | 0 | 0 | 0 | 0 | - | Inactive
| 1 | 6 | 6.2.3.1.4.1.5 | Perforated Tray, 30° Horizontal Elbow - (W)100mm X (H)100mm | - | CABLE TRAY AND ACCESSORIES | 25 | 0 | 31586.0774 | 7921.4772 | 3875.0343 | 0 | 789651.9347 | 198036.9308 | 96875.8572 | 1084564.7227 | 15.1746 | MP29 | 7.5 | 0.12 | 1 | 0.9 | 22.5 | 3 | 25 | J.02.03.01.02 | Active
| 1 | 6 | 6.2.3.1.4.1.6 | Perforated Tray, 30° Horizontal Elbow - (W)100mm X (H)50mm | - | CABLE TRAY AND ACCESSORIES | 0 | 0 | 0 | 0 | 0 | 0 | 0 | 0 | 0 | 0 | 0 | - | 0 | 0 | 0 | 0 | 0 | 0 | 0 | - | Inactive
| 1 | 6 | 6.2.3.1.4.1.7 | Perforated Tray, 30° Horizontal Elbow - (W)50mm X (H)50mm | - | CABLE TRAY AND ACCESSORIES | 0 | 0 | 0 | 0 | 0 | 0 | 0 | 0 | 0 | 0 | 0 | - | 0 | 0 | 0 | 0 | 0 | 0 | 0 | - | Inactive
| 0 | 5 | 6.2.3.1.4.2 | 2) Solid Type Perforated Cover | - | CABLE TRAY AND ACCESSORIES | 0 | 0 | 0 | 0 | 0 | 0 | 0 | 0 | 0 | 0 | 0 | - | 0 | 0 | 0 | 0 | 0 | 0 | 50 | - | Active
| 1 | 6 | 6.2.3.1.4.2.1 | Perforated Tray, 30° Horizontal Elbow - (W)300mm | - | CABLE TRAY AND ACCESSORIES | 0 | 0 | 0 | 0 | 0 | 0 | 0 | 0 | 0 | 0 | 0 | - | 0 | 0 | 0 | 0 | 0 | 0 | 0 | - | Inactive
| 1 | 6 | 6.2.3.1.4.2.2 | Perforated Tray, 30° Horizontal Elbow - (W)200mm | - | CABLE TRAY AND ACCESSORIES | 0 | 0 | 0 | 0 | 0 | 0 | 0 | 0 | 0 | 0 | 0 | - | 0 | 0 | 0 | 0 | 0 | 0 | 0 | - | Inactive
| 1 | 6 | 6.2.3.1.4.2.3 | Perforated Tray, 30° Horizontal Elbow - (W)150mm | - | CABLE TRAY AND ACCESSORIES | 25 | 0 | 21272.5192 | 5334.8724 | 2609.717 | 0 | 531812.9806 | 133371.8105 | 65242.9242 | 730427.7154 | 10.2198 | MP29 | 7.5 | 0.05 | 1 | 0.375 | 9.375 | 1.25 | 25 | J.02.03.02.01 | Active
| 1 | 6 | 6.2.3.1.4.2.4 | Perforated Tray, 30° Horizontal Elbow - (W)100mm | - | CABLE TRAY AND ACCESSORIES | 25 | 0 | 16115.2444 | 4041.57 | 1977.0583 | 0 | 402881.111 | 101039.2504 | 49426.4578 | 553346.8192 | 7.7421 | MP29 | 7.5 | 0.05 | 1 | 0.375 | 9.375 | 1.25 | 25 | J.02.03.02.02 | Active
| 1 | 6 | 6.2.3.1.4.2.5 | Perforated Tray, 30° Horizontal Elbow - (W)50mm | - | CABLE TRAY AND ACCESSORIES | 0 | 0 | 0 | 0 | 0 | 0 | 0 | 0 | 0 | 0 | 0 | - | 0 | 0 | 0 | 0 | 0 | 0 | 0 | - | Inactive
| 0 | 3 | 6.2.3.2 | Horizontal Tee | - | CABLE TRAY AND ACCESSORIES | 0 | 0 | 0 | 0 | 0 | 0 | 0 | 0 | 0 | 0 | 0 | - | 0 | 0 | 0 | 0 | 0 | 0 | 120 | - | Active
| 0 | 4 | 6.2.3.2.1 | 1) Body | - | CABLE TRAY AND ACCESSORIES | 0 | 0 | 0 | 0 | 0 | 0 | 0 | 0 | 0 | 0 | 0 | - | 0 | 0 | 0 | 0 | 0 | 0 | 60 | - | Active
| 1 | 5 | 6.2.3.2.1.1 | Perforated Tray, Horizontal Tee - (W)300mm X (H)150mm | - | CABLE TRAY AND ACCESSORIES | 0 | 0 | 0 | 0 | 0 | 0 | 0 | 0 | 0 | 0 | 0 | - | 0 | 0 | 0 | 0 | 0 | 0 | 0 | - | Inactive
| 1 | 5 | 6.2.3.2.1.2 | Perforated Tray, Horizontal Tee - (W)200mm X (H)100mm | - | CABLE TRAY AND ACCESSORIES | 0 | 0 | 0 | 0 | 0 | 0 | 0 | 0 | 0 | 0 | 0 | - | 0 | 0 | 0 | 0 | 0 | 0 | 0 | - | Inactive
| 1 | 5 | 6.2.3.2.1.3 | Perforated Tray, Horizontal Tee - (W)150mm X (H)100mm | - | CABLE TRAY AND ACCESSORIES | 32 | 0 | 38032.1752 | 9538.1052 | 4665.8576 | 0 | 1217029.6052 | 305219.3676 | 149307.4436 | 1671556.4164 | 23.3875 | MP29 | 7.5 | 0.15 | 1 | 1.125 | 36 | 4.8 | 32 | J.02.03.01.01 | Active
| 1 | 5 | 6.2.3.2.1.4 | Perforated Tray, Horizontal Tee - (W)150mm X (H)50mm | - | CABLE TRAY AND ACCESSORIES | 0 | 0 | 0 | 0 | 0 | 0 | 0 | 0 | 0 | 0 | 0 | - | 0 | 0 | 0 | 0 | 0 | 0 | 0 | - | Inactive
| 1 | 5 | 6.2.3.2.1.5 | Perforated Tray, Horizontal Tee - (W)100mm X (H)100mm | - | CABLE TRAY AND ACCESSORIES | 27 | 0 | 31586.0774 | 7921.4772 | 3875.0343 | 0 | 852824.0894 | 213879.8853 | 104625.9258 | 1171329.9005 | 16.3886 | MP29 | 7.5 | 0.12 | 1 | 0.9 | 24.3 | 3.24 | 27 | J.02.03.01.02 | Active
| 1 | 5 | 6.2.3.2.1.6 | Perforated Tray, Horizontal Tee - (W)100mm X (H)50mm | - | CABLE TRAY AND ACCESSORIES | 0 | 0 | 0 | 0 | 0 | 0 | 0 | 0 | 0 | 0 | 0 | - | 0 | 0 | 0 | 0 | 0 | 0 | 0 | - | Inactive
| 1 | 5 | 6.2.3.2.1.7 | Perforated Tray, Horizontal Tee - (W)50mm X (H)50mm | - | CABLE TRAY AND ACCESSORIES | 1 | 0 | 0 | 0 | 0 | 0 | 21272.5192 | 5334.8724 | 2609.717 | 29217.1086 | 0.40055 | MP29 | 7.5 | 0.07 | 1 | 0.525 | 0.525 | 0.07 | 1 | J.02.03.01.04 | Active
| 0 | 4 | 6.2.3.2.2 | 2) Solid Type Perforated Cover | - | CABLE TRAY AND ACCESSORIES | 0 | 0 | 0 | 0 | 0 | 0 | 0 | 0 | 0 | 0 | 0 | - | 0 | 0 | 0 | 0 | 0 | 0 | 60 | - | Active
| 1 | 5 | 6.2.3.2.2.1 | Perforated Tray, Horizontal Tee - (W)300mm | - | CABLE TRAY AND ACCESSORIES | 0 | 0 | 0 | 0 | 0 | 0 | 0 | 0 | 0 | 0 | 0 | - | 0 | 0 | 0 | 0 | 0 | 0 | 0 | - | Inactive
| 1 | 5 | 6.2.3.2.2.2 | Perforated Tray, Horizontal Tee - (W)200mm | - | CABLE TRAY AND ACCESSORIES | 0 | 0 | 0 | 0 | 0 | 0 | 0 | 0 | 0 | 0 | 0 | - | 0 | 0 | 0 | 0 | 0 | 0 | 0 | - | Inactive
| 1 | 5 | 6.2.3.2.2.3 | Perforated Tray, Horizontal Tee - (W)150mm | - | CABLE TRAY AND ACCESSORIES | 32 | 0 | 21272.5192 | 5334.8724 | 2609.717 | 0 | 680720.6152 | 170715.9175 | 83510.943 | 934947.4757 | 13.0813 | MP29 | 7.5 | 0.05 | 1 | 0.375 | 12 | 1.6 | 32 | J.02.03.02.01 | Active
| 1 | 5 | 6.2.3.2.2.4 | Perforated Tray, Horizontal Tee - (W)100mm | - | CABLE TRAY AND ACCESSORIES | 27 | 0 | 16115.2444 | 4041.57 | 1977.0583 | 0 | 435111.5999 | 109122.3904 | 53380.5744 | 597614.5647 | 8.3615 | MP29 | 7.5 | 0.05 | 1 | 0.375 | 10.125 | 1.35 | 27 | J.02.03.02.02 | Active
| 1 | 5 | 6.2.3.2.2.5 | Perforated Tray, Horizontal Tee - (W)50mm | - | CABLE TRAY AND ACCESSORIES | 1 | 0 | 0 | 0 | 0 | 0 | 12247.7841 | 3071.5932 | 1502.5643 | 16821.9416 | 0.23536 | MP29 | 7.5 | 0.05 | 1 | 0.375 | 0.375 | 0.05 | 1 | J.02.03.02.04 | Active
| 0 | 3 | 6.2.3.3 | Horizontal Cross | - | CABLE TRAY AND ACCESSORIES | 0 | 0 | 0 | 0 | 0 | 0 | 0 | 0 | 0 | 0 | 0 | - | 0 | 0 | 0 | 0 | 0 | 0 | 100 | - | Active
| 0 | 4 | 6.2.3.3.1 | 1) Body | - | CABLE TRAY AND ACCESSORIES | 0 | 0 | 0 | 0 | 0 | 0 | 0 | 0 | 0 | 0 | 0 | - | 0 | 0 | 0 | 0 | 0 | 0 | 50 | - | Active
| 1 | 5 | 6.2.3.3.1.1 | Perforated Tray, Horizontal Cross - (W)300mm X (H)150mm | - | CABLE TRAY AND ACCESSORIES | 0 | 0 | 0 | 0 | 0 | 0 | 0 | 0 | 0 | 0 | 0 | - | 0 | 0 | 0 | 0 | 0 | 0 | 0 | - | Inactive
| 1 | 5 | 6.2.3.3.1.2 | Perforated Tray, Horizontal Cross - (W)200mm X (H)100mm | - | CABLE TRAY AND ACCESSORIES | 0 | 0 | 0 | 0 | 0 | 0 | 0 | 0 | 0 | 0 | 0 | - | 0 | 0 | 0 | 0 | 0 | 0 | 0 | - | Inactive
| 1 | 5 | 6.2.3.3.1.3 | Perforated Tray, Horizontal Cross - (W)150mm X (H)100mm | - | CABLE TRAY AND ACCESSORIES | 25 | 0 | 58659.2915 | 14711.3149 | 7196.4922 | 0 | 1466482.2872 | 367782.8715 | 179912.3062 | 2014177.4649 | 28.1812 | MP29 | 7.5 | 0.15 | 1 | 1.125 | 28.125 | 3.75 | 25 | J.02.03.01.01 | Active
| 1 | 5 | 6.2.3.3.1.4 | Perforated Tray, Horizontal Cross - (W)150mm X (H)50mm | - | CABLE TRAY AND ACCESSORIES | 0 | 0 | 0 | 0 | 0 | 0 | 0 | 0 | 0 | 0 | 0 | - | 0 | 0 | 0 | 0 | 0 | 0 | 0 | - | Inactive
| 1 | 5 | 6.2.3.3.1.5 | Perforated Tray, Horizontal Cross - (W)100mm X (H)100mm | - | CABLE TRAY AND ACCESSORIES | 25 | 0 | 48990.1448 | 12286.3728 | 6010.2573 | 0 | 1224753.6206 | 307159.3212 | 150256.4316 | 1682169.3734 | 23.5359 | MP29 | 7.5 | 0.12 | 1 | 0.9 | 22.5 | 3 | 25 | J.02.03.01.02 | Active
| 1 | 5 | 6.2.3.3.1.6 | Perforated Tray, Horizontal Cross - (W)100mm X (H)50mm | - | CABLE TRAY AND ACCESSORIES | 0 | 0 | 0 | 0 | 0 | 0 | 0 | 0 | 0 | 0 | 0 | - | 0 | 0 | 0 | 0 | 0 | 0 | 0 | - | Inactive
| 1 | 5 | 6.2.3.3.1.7 | Perforated Tray, Horizontal Cross - (W)50mm X (H)50mm | - | CABLE TRAY AND ACCESSORIES | 0 | 0 | 0 | 0 | 0 | 0 | 0 | 0 | 0 | 0 | 0 | - | 0 | 0 | 0 | 0 | 0 | 0 | 0 | - | Inactive
| 0 | 4 | 6.2.3.3.2 | 2) Solid Type Perforated Cover | - | CABLE TRAY AND ACCESSORIES | 0 | 0 | 0 | 0 | 0 | 0 | 0 | 0 | 0 | 0 | 0 | - | 0 | 0 | 0 | 0 | 0 | 0 | 50 | - | Active
| 1 | 5 | 6.2.3.3.2.1 | Perforated Tray, Horizontal Cross Cover - (W)300mm | - | CABLE TRAY AND ACCESSORIES | 0 | 0 | 0 | 0 | 0 | 0 | 0 | 0 | 0 | 0 | 0 | - | 0 | 0 | 0 | 0 | 0 | 0 | 0 | - | Inactive
| 1 | 5 | 6.2.3.3.2.2 | Perforated Tray, Horizontal Cross Cover - (W)200mm | - | CABLE TRAY AND ACCESSORIES | 0 | 0 | 0 | 0 | 0 | 0 | 0 | 0 | 0 | 0 | 0 | - | 0 | 0 | 0 | 0 | 0 | 0 | 0 | - | Inactive
| 1 | 5 | 6.2.3.3.2.3 | Perforated Tray, Horizontal Cross Cover - (W)150mm | - | CABLE TRAY AND ACCESSORIES | 25 | 0 | 38676.5867 | 9699.768 | 4744.9399 | 0 | 966914.6665 | 242494.201 | 118623.4986 | 1328032.3661 | 18.581 | MP29 | 7.5 | 0.05 | 1 | 0.375 | 9.375 | 1.25 | 25 | J.02.03.02.01 | Active
| 1 | 5 | 6.2.3.3.2.4 | Perforated Tray, Horizontal Cross Cover - (W)100mm | - | CABLE TRAY AND ACCESSORIES | 25 | 0 | 29007.44 | 7274.826 | 3558.705 | 0 | 725185.9999 | 181870.6507 | 88967.624 | 996024.2746 | 13.9358 | MP29 | 7.5 | 0.05 | 1 | 0.375 | 9.375 | 1.25 | 25 | J.02.03.02.02 | Active
| 1 | 5 | 6.2.3.3.2.5 | Perforated Tray, Horizontal Cross Cover - (W)50mm | - | CABLE TRAY AND ACCESSORIES | 0 | 0 | 0 | 0 | 0 | 0 | 0 | 0 | 0 | 0 | 0 | - | 0 | 0 | 0 | 0 | 0 | 0 | 0 | - | Inactive
| 0 | 3 | 6.2.3.4 | Vertical Elbow | - | CABLE TRAY AND ACCESSORIES | 0 | 0 | 0 | 0 | 0 | 0 | 0 | 0 | 0 | 0 | 0 | - | 0 | 0 | 0 | 0 | 0 | 0 | 889 | - | Active
| 0 | 4 | 6.2.3.4.1 | 90° Vertical Elbow | - | CABLE TRAY AND ACCESSORIES | 0 | 0 | 0 | 0 | 0 | 0 | 0 | 0 | 0 | 0 | 0 | - | 0 | 0 | 0 | 0 | 0 | 0 | 289 | - | Active
| 0 | 5 | 6.2.3.4.1.1 | 1) Inside | - | CABLE TRAY AND ACCESSORIES | 0 | 0 | 0 | 0 | 0 | 0 | 0 | 0 | 0 | 0 | 0 | - | 0 | 0 | 0 | 0 | 0 | 0 | 64 | - | Active
| 1 | 6 | 6.2.3.4.1.1.1 | Perforated Tray, 90° Vertical Elbow - (W)300mm X (H)150mm | - | CABLE TRAY AND ACCESSORIES | 0 | 0 | 0 | 0 | 0 | 0 | 0 | 0 | 0 | 0 | 0 | - | 0 | 0 | 0 | 0 | 0 | 0 | 0 | - | Inactive
| 1 | 6 | 6.2.3.4.1.1.2 | Perforated Tray, 90° Vertical Elbow - (W)200mm X (H)100mm | - | CABLE TRAY AND ACCESSORIES | 0 | 0 | 0 | 0 | 0 | 0 | 0 | 0 | 0 | 0 | 0 | - | 0 | 0 | 0 | 0 | 0 | 0 | 0 | - | Inactive
| 1 | 6 | 6.2.3.4.1.1.3 | Perforated Tray, 90° Vertical Elbow - (W)150mm X (H)100mm | - | CABLE TRAY AND ACCESSORIES | 32 | 0 | 38032.1752 | 9538.1052 | 4665.8576 | 0 | 1217029.6052 | 305219.3676 | 149307.4436 | 1671556.4164 | 23.3875 | MP29 | 7.5 | 0.15 | 1 | 1.125 | 36 | 4.8 | 32 | J.02.03.01.01 | Active
| 1 | 6 | 6.2.3.4.1.1.4 | Perforated Tray, 90° Vertical Elbow - (W)150mm X (H)50mm | - | CABLE TRAY AND ACCESSORIES | 0 | 0 | 0 | 0 | 0 | 0 | 0 | 0 | 0 | 0 | 0 | - | 0 | 0 | 0 | 0 | 0 | 0 | 0 | - | Inactive
| 1 | 6 | 6.2.3.4.1.1.5 | Perforated Tray, 90° Vertical Elbow - (W)100mm X (H)100mm | - | CABLE TRAY AND ACCESSORIES | 31 | 0 | 31586.0774 | 7921.4772 | 3875.0343 | 0 | 979168.399 | 245565.7942 | 120126.0629 | 1344860.2561 | 18.8165 | MP29 | 7.5 | 0.12 | 1 | 0.9 | 27.9 | 3.72 | 31 | J.02.03.01.02 | Active
| 1 | 6 | 6.2.3.4.1.1.6 | Perforated Tray, 90° Vertical Elbow - (W)100mm X (H)50mm | - | CABLE TRAY AND ACCESSORIES | 0 | 0 | 0 | 0 | 0 | 0 | 0 | 0 | 0 | 0 | 0 | - | 0 | 0 | 0 | 0 | 0 | 0 | 0 | - | Inactive
| 1 | 6 | 6.2.3.4.1.1.7 | Perforated Tray, 90° Vertical Elbow - (W)50mm X (H)50mm | - | CABLE TRAY AND ACCESSORIES | 1 | 0 | 0 | 0 | 0 | 0 | 21272.5192 | 5334.8724 | 2609.717 | 29217.1086 | 0.40055 | MP29 | 7.5 | 0.07 | 1 | 0.525 | 0.525 | 0.07 | 1 | J.02.03.01.04 | Active
| 0 | 5 | 6.2.3.4.1.2 | 2) Outside | - | CABLE TRAY AND ACCESSORIES | 0 | 0 | 0 | 0 | 0 | 0 | 0 | 0 | 0 | 0 | 0 | - | 0 | 0 | 0 | 0 | 0 | 0 | 84 | - | Active
| 1 | 6 | 6.2.3.4.1.2.1 | Perforated Tray, 90° Vertical Elbow - (W)300mm X (H)150mm | - | CABLE TRAY AND ACCESSORIES | 0 | 0 | 0 | 0 | 0 | 0 | 0 | 0 | 0 | 0 | 0 | - | 0 | 0 | 0 | 0 | 0 | 0 | 0 | - | Inactive
| 1 | 6 | 6.2.3.4.1.2.2 | Perforated Tray, 90° Vertical Elbow - (W)200mm X (H)100mm | - | CABLE TRAY AND ACCESSORIES | 0 | 0 | 0 | 0 | 0 | 0 | 0 | 0 | 0 | 0 | 0 | - | 0 | 0 | 0 | 0 | 0 | 0 | 0 | - | Inactive
| 1 | 6 | 6.2.3.4.1.2.3 | Perforated Tray, 90° Vertical Elbow - (W)150mm X (H)100mm | - | CABLE TRAY AND ACCESSORIES | 32 | 0 | 38032.1752 | 9538.1052 | 4665.8576 | 0 | 1217029.6052 | 305219.3676 | 149307.4436 | 1671556.4164 | 23.3875 | MP29 | 7.5 | 0.15 | 1 | 1.125 | 36 | 4.8 | 32 | J.02.03.01.01 | Active
| 1 | 6 | 6.2.3.4.1.2.4 | Perforated Tray, 90° Vertical Elbow - (W)150mm X (H)50mm | - | CABLE TRAY AND ACCESSORIES | 0 | 0 | 0 | 0 | 0 | 0 | 0 | 0 | 0 | 0 | 0 | - | 0 | 0 | 0 | 0 | 0 | 0 | 0 | - | Inactive
| 1 | 6 | 6.2.3.4.1.2.5 | Perforated Tray, 90° Vertical Elbow - (W)100mm X (H)100mm | - | CABLE TRAY AND ACCESSORIES | 36 | 0 | 31586.0774 | 7921.4772 | 3875.0343 | 0 | 1137098.7859 | 285173.1803 | 139501.2344 | 1561773.2006 | 21.8514 | MP29 | 7.5 | 0.12 | 1 | 0.9 | 32.4 | 4.32 | 36 | J.02.03.01.02 | Active
| 1 | 6 | 6.2.3.4.1.2.6 | Perforated Tray, 90° Vertical Elbow - (W)100mm X (H)50mm | - | CABLE TRAY AND ACCESSORIES | 0 | 0 | 0 | 0 | 0 | 0 | 0 | 0 | 0 | 0 | 0 | - | 0 | 0 | 0 | 0 | 0 | 0 | 0 | - | Inactive
| 1 | 6 | 6.2.3.4.1.2.7 | Perforated Tray, 90° Vertical Elbow - (W)50mm X (H)50mm | - | CABLE TRAY AND ACCESSORIES | 16 | 0 | 0 | 0 | 0 | 0 | 340360.3076 | 85357.9587 | 41755.4715 | 467473.7378 | 6.4088 | MP29 | 7.5 | 0.07 | 1 | 0.525 | 8.4 | 1.12 | 16 | J.02.03.01.04 | Active
| 0 | 5 | 6.2.3.4.1.3 | 3) Inside Solid Type Perforated Cover | - | CABLE TRAY AND ACCESSORIES | 0 | 0 | 0 | 0 | 0 | 0 | 0 | 0 | 0 | 0 | 0 | - | 0 | 0 | 0 | 0 | 0 | 0 | 64 | - | Active
| 1 | 6 | 6.2.3.4.1.3.1 | Perforated Tray, 90° Vertical Elbow Cover - (W)300mm | - | CABLE TRAY AND ACCESSORIES | 0 | 0 | 0 | 0 | 0 | 0 | 0 | 0 | 0 | 0 | 0 | - | 0 | 0 | 0 | 0 | 0 | 0 | 0 | - | Inactive
| 1 | 6 | 6.2.3.4.1.3.2 | Perforated Tray, 90° Vertical Elbow Cover - (W)200mm | - | CABLE TRAY AND ACCESSORIES | 0 | 0 | 0 | 0 | 0 | 0 | 0 | 0 | 0 | 0 | 0 | - | 0 | 0 | 0 | 0 | 0 | 0 | 0 | - | Inactive
| 1 | 6 | 6.2.3.4.1.3.3 | Perforated Tray, 90° Vertical Elbow Cover - (W)150mm | - | CABLE TRAY AND ACCESSORIES | 32 | 0 | 21272.5192 | 5334.8724 | 2609.717 | 0 | 680720.6152 | 170715.9175 | 83510.943 | 934947.4757 | 13.0813 | MP29 | 7.5 | 0.05 | 1 | 0.375 | 12 | 1.6 | 32 | J.02.03.02.01 | Active
| 1 | 6 | 6.2.3.4.1.3.4 | Perforated Tray, 90° Vertical Elbow Cover - (W)100mm | - | CABLE TRAY AND ACCESSORIES | 31 | 0 | 16115.2444 | 4041.57 | 1977.0583 | 0 | 499572.5777 | 125288.6705 | 61288.8076 | 686150.0558 | 9.6002 | MP29 | 7.5 | 0.05 | 1 | 0.375 | 11.625 | 1.55 | 31 | J.02.03.02.02 | Active
| 1 | 6 | 6.2.3.4.1.3.5 | Perforated Tray, 90° Vertical Elbow Cover - (W)50mm | - | CABLE TRAY AND ACCESSORIES | 1 | 0 | 0 | 0 | 0 | 0 | 12247.7841 | 3071.5932 | 1502.5643 | 16821.9416 | 0.23062 | MP29 | 7.5 | 0.05 | 1 | 0.375 | 0.375 | 0.05 | 1 | J.02.03.02.04 | Active
| 0 | 5 | 6.2.3.4.1.4 | 4) Outside Perforated cover | - | CABLE TRAY AND ACCESSORIES | 0 | 0 | 0 | 0 | 0 | 0 | 0 | 0 | 0 | 0 | 0 | - | 0 | 0 | 0 | 0 | 0 | 0 | 77 | - | Active
| 1 | 6 | 6.2.3.4.1.4.1 | Perforated Tray, 90° Vertical Elbow Cover - (W)300mm | - | CABLE TRAY AND ACCESSORIES | 0 | 0 | 0 | 0 | 0 | 0 | 0 | 0 | 0 | 0 | 0 | - | 0 | 0 | 0 | 0 | 0 | 0 | 0 | - | Inactive
| 1 | 6 | 6.2.3.4.1.4.2 | Perforated Tray, 90° Vertical Elbow Cover - (W)200mm | - | CABLE TRAY AND ACCESSORIES | 0 | 0 | 0 | 0 | 0 | 0 | 0 | 0 | 0 | 0 | 0 | - | 0 | 0 | 0 | 0 | 0 | 0 | 0 | - | Inactive
| 1 | 6 | 6.2.3.4.1.4.3 | Perforated Tray, 90° Vertical Elbow Cover - (W)150mm | - | CABLE TRAY AND ACCESSORIES | 25 | 0 | 21272.5192 | 5334.8724 | 2609.717 | 0 | 531812.9806 | 133371.8105 | 65242.9242 | 730427.7154 | 10.2198 | MP29 | 7.5 | 0.05 | 1 | 0.375 | 9.375 | 1.25 | 25 | J.02.03.02.01 | Active
| 1 | 6 | 6.2.3.4.1.4.4 | Perforated Tray, 90° Vertical Elbow Cover - (W)100mm | - | CABLE TRAY AND ACCESSORIES | 36 | 0 | 16115.2444 | 4041.57 | 1977.0583 | 0 | 580148.7999 | 145496.5206 | 71174.0992 | 796819.4197 | 11.1486 | MP29 | 7.5 | 0.05 | 1 | 0.375 | 13.5 | 1.8 | 36 | J.02.03.02.02 | Active
| 1 | 6 | 6.2.3.4.1.4.5 | Perforated Tray, 90° Vertical Elbow Cover - (W)50mm | - | CABLE TRAY AND ACCESSORIES | 16 | 0 | 0 | 0 | 0 | 0 | 195964.5449 | 49145.4914 | 24041.0291 | 269151.0653 | 3.6899 | MP29 | 7.5 | 0.05 | 1 | 0.375 | 6 | 0.8 | 16 | J.02.03.02.04 | Active
| 0 | 4 | 6.2.3.4.2 | 60° Vertical Elbow | - | CABLE TRAY AND ACCESSORIES | 0 | 0 | 0 | 0 | 0 | 0 | 0 | 0 | 0 | 0 | 0 | - | 0 | 0 | 0 | 0 | 0 | 0 | 200 | - | Active
| 0 | 5 | 6.2.3.4.2.1 | 1) Inside | - | CABLE TRAY AND ACCESSORIES | 0 | 0 | 0 | 0 | 0 | 0 | 0 | 0 | 0 | 0 | 0 | - | 0 | 0 | 0 | 0 | 0 | 0 | 50 | - | Active
| 1 | 6 | 6.2.3.4.2.1.1 | Perforated Tray, 60° Vertical Elbow - (W)300mm X (H)150mm | - | CABLE TRAY AND ACCESSORIES | 0 | 0 | 0 | 0 | 0 | 0 | 0 | 0 | 0 | 0 | 0 | - | 0 | 0 | 0 | 0 | 0 | 0 | 0 | - | Inactive
| 1 | 6 | 6.2.3.4.2.1.2 | Perforated Tray, 60° Vertical Elbow - (W)200mm X (H)100mm | - | CABLE TRAY AND ACCESSORIES | 0 | 0 | 0 | 0 | 0 | 0 | 0 | 0 | 0 | 0 | 0 | - | 0 | 0 | 0 | 0 | 0 | 0 | 0 | - | Inactive
| 1 | 6 | 6.2.3.4.2.1.3 | Perforated Tray, 60° Vertical Elbow - (W)150mm X (H)100mm | - | CABLE TRAY AND ACCESSORIES | 0 | 0 | 0 | 0 | 0 | 0 | 0 | 0 | 0 | 0 | 0 | - | 0 | 0 | 0 | 0 | 0 | 0 | 0 | - | Inactive
| 1 | 6 | 6.2.3.4.2.1.4 | Perforated Tray, 60° Vertical Elbow - (W)150mm X (H)50mm | - | CABLE TRAY AND ACCESSORIES | 25 | 0 | 38032.1752 | 9538.1052 | 4665.8576 | 0 | 950804.3791 | 238452.631 | 116646.4403 | 1305903.4503 | 18.2715 | MP29 | 7.5 | 0.15 | 1 | 1.125 | 28.125 | 3.75 | 25 | J.02.03.01.01 | Active
| 1 | 6 | 6.2.3.4.2.1.5 | Perforated Tray, 60° Vertical Elbow - (W)100mm X (H)100mm | - | CABLE TRAY AND ACCESSORIES | 25 | 0 | 31586.0774 | 7921.4772 | 3875.0343 | 0 | 789651.9347 | 198036.9308 | 96875.8572 | 1084564.7227 | 15.1746 | MP29 | 7.5 | 0.12 | 1 | 0.9 | 22.5 | 3 | 25 | J.02.03.01.02 | Active
| 1 | 6 | 6.2.3.4.2.1.6 | Perforated Tray, 60° Vertical Elbow - (W)100mm X (H)50mm | - | CABLE TRAY AND ACCESSORIES | 0 | 0 | 0 | 0 | 0 | 0 | 0 | 0 | 0 | 0 | 0 | - | 0 | 0 | 0 | 0 | 0 | 0 | 0 | - | Inactive
| 1 | 6 | 6.2.3.4.2.1.7 | Perforated Tray, 60° Vertical Elbow - (W)50mm X (H)50mm | - | CABLE TRAY AND ACCESSORIES | 0 | 0 | 0 | 0 | 0 | 0 | 0 | 0 | 0 | 0 | 0 | - | 0 | 0 | 0 | 0 | 0 | 0 | 0 | - | Inactive
| 0 | 5 | 6.2.3.4.2.2 | 2) Outside | - | CABLE TRAY AND ACCESSORIES | 0 | 0 | 0 | 0 | 0 | 0 | 0 | 0 | 0 | 0 | 0 | - | 0 | 0 | 0 | 0 | 0 | 0 | 50 | - | Active
| 1 | 6 | 6.2.3.4.2.2.1 | Perforated Tray, 60° Vertical Elbow - (W)300mm X (H)150mm | - | CABLE TRAY AND ACCESSORIES | 0 | 0 | 0 | 0 | 0 | 0 | 0 | 0 | 0 | 0 | 0 | - | 0 | 0 | 0 | 0 | 0 | 0 | 0 | - | Inactive
| 1 | 6 | 6.2.3.4.2.2.2 | Perforated Tray, 60° Vertical Elbow - (W)200mm X (H)100mm | - | CABLE TRAY AND ACCESSORIES | 0 | 0 | 0 | 0 | 0 | 0 | 0 | 0 | 0 | 0 | 0 | - | 0 | 0 | 0 | 0 | 0 | 0 | 0 | - | Inactive
| 1 | 6 | 6.2.3.4.2.2.3 | Perforated Tray, 60° Vertical Elbow - (W)150mm X (H)100mm | - | CABLE TRAY AND ACCESSORIES | 25 | 0 | 38032.1752 | 9538.1052 | 4665.8576 | 0 | 950804.3791 | 238452.631 | 116646.4403 | 1305903.4503 | 18.2715 | MP29 | 7.5 | 0.15 | 1 | 1.125 | 28.125 | 3.75 | 25 | J.02.03.01.01 | Active
| 1 | 6 | 6.2.3.4.2.2.4 | Perforated Tray, 60° Vertical Elbow - (W)150mm X (H)50mm | - | CABLE TRAY AND ACCESSORIES | 0 | 0 | 0 | 0 | 0 | 0 | 0 | 0 | 0 | 0 | 0 | - | 0 | 0 | 0 | 0 | 0 | 0 | 0 | - | Inactive
| 1 | 6 | 6.2.3.4.2.2.5 | Perforated Tray, 60° Vertical Elbow - (W)100mm X (H)100mm | - | CABLE TRAY AND ACCESSORIES | 25 | 0 | 31586.0774 | 7921.4772 | 3875.0343 | 0 | 789651.9347 | 198036.9308 | 96875.8572 | 1084564.7227 | 15.1746 | MP29 | 7.5 | 0.12 | 1 | 0.9 | 22.5 | 3 | 25 | J.02.03.01.02 | Active
| 1 | 6 | 6.2.3.4.2.2.6 | Perforated Tray, 60° Vertical Elbow - (W)100mm X (H)50mm | - | CABLE TRAY AND ACCESSORIES | 0 | 0 | 0 | 0 | 0 | 0 | 0 | 0 | 0 | 0 | 0 | - | 0 | 0 | 0 | 0 | 0 | 0 | 0 | - | Inactive
| 1 | 6 | 6.2.3.4.2.2.7 | Perforated Tray, 60° Vertical Elbow - (W)50mm X (H)50mm | - | CABLE TRAY AND ACCESSORIES | 0 | 0 | 0 | 0 | 0 | 0 | 0 | 0 | 0 | 0 | 0 | - | 0 | 0 | 0 | 0 | 0 | 0 | 0 | - | Inactive
| 0 | 5 | 6.2.3.4.2.3 | 3) Inside Solid Type Perforated Cover | - | CABLE TRAY AND ACCESSORIES | 0 | 0 | 0 | 0 | 0 | 0 | 0 | 0 | 0 | 0 | 0 | - | 0 | 0 | 0 | 0 | 0 | 0 | 50 | - | Active
| 1 | 6 | 6.2.3.4.2.3.1 | Perforated Tray, 60° Vertical Elbow Cover - (W)300mm | - | CABLE TRAY AND ACCESSORIES | 0 | 0 | 0 | 0 | 0 | 0 | 0 | 0 | 0 | 0 | 0 | - | 0 | 0 | 0 | 0 | 0 | 0 | 0 | - | Inactive
| 1 | 6 | 6.2.3.4.2.3.2 | Perforated Tray, 60° Vertical Elbow Cover - (W)200mm | - | CABLE TRAY AND ACCESSORIES | 0 | 0 | 0 | 0 | 0 | 0 | 0 | 0 | 0 | 0 | 0 | - | 0 | 0 | 0 | 0 | 0 | 0 | 0 | - | Inactive
| 1 | 6 | 6.2.3.4.2.3.3 | Perforated Tray, 60° Vertical Elbow Cover - (W)150mm | - | CABLE TRAY AND ACCESSORIES | 25 | 0 | 21272.5192 | 5334.8724 | 2609.717 | 0 | 531812.9806 | 133371.8105 | 65242.9242 | 730427.7154 | 10.2198 | MP29 | 7.5 | 0.05 | 1 | 0.375 | 9.375 | 1.25 | 25 | J.02.03.02.01 | Active
| 1 | 6 | 6.2.3.4.2.3.4 | Perforated Tray, 60° Vertical Elbow Cover - (W)100mm | - | CABLE TRAY AND ACCESSORIES | 25 | 0 | 16115.2444 | 4041.57 | 1977.0583 | 0 | 402881.111 | 101039.2504 | 49426.4578 | 553346.8192 | 7.7421 | MP29 | 7.5 | 0.05 | 1 | 0.375 | 9.375 | 1.25 | 25 | J.02.03.02.02 | Active
| 1 | 6 | 6.2.3.4.2.3.5 | Perforated Tray, 60° Vertical Elbow Cover - (W)50mm | - | CABLE TRAY AND ACCESSORIES | 0 | 0 | 0 | 0 | 0 | 0 | 0 | 0 | 0 | 0 | 0 | - | 0 | 0 | 0 | 0 | 0 | 0 | 0 | - | Inactive
| 0 | 5 | 6.2.3.4.2.4 | 4) Outside Solid Type Perforated Cover | - | CABLE TRAY AND ACCESSORIES | 0 | 0 | 0 | 0 | 0 | 0 | 0 | 0 | 0 | 0 | 0 | - | 0 | 0 | 0 | 0 | 0 | 0 | 50 | - | Active
| 1 | 6 | 6.2.3.4.2.4.1 | Perforated Tray, 60° Vertical Elbow Cover - (W)300mm | - | CABLE TRAY AND ACCESSORIES | 0 | 0 | 0 | 0 | 0 | 0 | 0 | 0 | 0 | 0 | 0 | - | 0 | 0 | 0 | 0 | 0 | 0 | 0 | - | Inactive
| 1 | 6 | 6.2.3.4.2.4.2 | Perforated Tray, 60° Vertical Elbow Cover - (W)200mm | - | CABLE TRAY AND ACCESSORIES | 0 | 0 | 0 | 0 | 0 | 0 | 0 | 0 | 0 | 0 | 0 | - | 0 | 0 | 0 | 0 | 0 | 0 | 0 | - | Inactive
| 1 | 6 | 6.2.3.4.2.4.3 | Perforated Tray, 60° Vertical Elbow Cover - (W)150mm | - | CABLE TRAY AND ACCESSORIES | 25 | 0 | 21272.5192 | 5334.8724 | 2609.717 | 0 | 531812.9806 | 133371.8105 | 65242.9242 | 730427.7154 | 10.2198 | MP29 | 7.5 | 0.05 | 1 | 0.375 | 9.375 | 1.25 | 25 | J.02.03.02.01 | Active
| 1 | 6 | 6.2.3.4.2.4.4 | Perforated Tray, 60° Vertical Elbow Cover - (W)100mm | - | CABLE TRAY AND ACCESSORIES | 25 | 0 | 16115.2444 | 4041.57 | 1977.0583 | 0 | 402881.111 | 101039.2504 | 49426.4578 | 553346.8192 | 7.7421 | MP29 | 7.5 | 0.05 | 1 | 0.375 | 9.375 | 1.25 | 25 | J.02.03.02.02 | Active
| 1 | 6 | 6.2.3.4.2.4.5 | Perforated Tray, 60° Vertical Elbow Cover - (W)50mm | - | CABLE TRAY AND ACCESSORIES | 0 | 0 | 0 | 0 | 0 | 0 | 0 | 0 | 0 | 0 | 0 | - | 0 | 0 | 0 | 0 | 0 | 0 | 0 | - | Inactive
| 0 | 4 | 6.2.3.4.3 | 45° Vertical Elbow | - | CABLE TRAY AND ACCESSORIES | 0 | 0 | 0 | 0 | 0 | 0 | 0 | 0 | 0 | 0 | 0 | - | 0 | 0 | 0 | 0 | 0 | 0 | 200 | - | Active
| 0 | 5 | 6.2.3.4.3.1 | 1) Inside | - | CABLE TRAY AND ACCESSORIES | 0 | 0 | 0 | 0 | 0 | 0 | 0 | 0 | 0 | 0 | 0 | - | 0 | 0 | 0 | 0 | 0 | 0 | 50 | - | Active
| 1 | 6 | 6.2.3.4.3.1.1 | Perforated Tray, 45° Vertical Elbow - (W)300mm X (H)150mm | - | CABLE TRAY AND ACCESSORIES | 0 | 0 | 0 | 0 | 0 | 0 | 0 | 0 | 0 | 0 | 0 | - | 0 | 0 | 0 | 0 | 0 | 0 | 0 | - | Inactive
| 1 | 6 | 6.2.3.4.3.1.2 | Perforated Tray, 45° Vertical Elbow - (W)200mm X (H)100mm | - | CABLE TRAY AND ACCESSORIES | 0 | 0 | 0 | 0 | 0 | 0 | 0 | 0 | 0 | 0 | 0 | - | 0 | 0 | 0 | 0 | 0 | 0 | 0 | - | Inactive
| 1 | 6 | 6.2.3.4.3.1.3 | Perforated Tray, 45° Vertical Elbow - (W)150mm X (H)100mm | - | CABLE TRAY AND ACCESSORIES | 25 | 0 | 38032.1752 | 9538.1052 | 4665.8576 | 0 | 950804.3791 | 238452.631 | 116646.4403 | 1305903.4503 | 18.2715 | MP29 | 7.5 | 0.15 | 1 | 1.125 | 28.125 | 3.75 | 25 | J.02.03.01.01 | Active
| 1 | 6 | 6.2.3.4.3.1.4 | Perforated Tray, 45° Vertical Elbow - (W)150mm X (H)50mm | - | CABLE TRAY AND ACCESSORIES | 0 | 0 | 0 | 0 | 0 | 0 | 0 | 0 | 0 | 0 | 0 | - | 0 | 0 | 0 | 0 | 0 | 0 | 0 | - | Inactive
| 1 | 6 | 6.2.3.4.3.1.5 | Perforated Tray, 45° Vertical Elbow - (W)100mm X (H)100mm | - | CABLE TRAY AND ACCESSORIES | 25 | 0 | 31586.0774 | 7921.4772 | 3875.0343 | 0 | 789651.9347 | 198036.9308 | 96875.8572 | 1084564.7227 | 15.1746 | MP29 | 7.5 | 0.12 | 1 | 0.9 | 22.5 | 3 | 25 | J.02.03.01.02 | Active
| 1 | 6 | 6.2.3.4.3.1.6 | Perforated Tray, 45° Vertical Elbow - (W)100mm X (H)50mm | - | CABLE TRAY AND ACCESSORIES | 0 | 0 | 0 | 0 | 0 | 0 | 0 | 0 | 0 | 0 | 0 | - | 0 | 0 | 0 | 0 | 0 | 0 | 0 | - | Inactive
| 1 | 6 | 6.2.3.4.3.1.7 | Perforated Tray, 45° Vertical Elbow - (W)50mm X (H)50mm | - | CABLE TRAY AND ACCESSORIES | 0 | 0 | 0 | 0 | 0 | 0 | 0 | 0 | 0 | 0 | 0 | - | 0 | 0 | 0 | 0 | 0 | 0 | 0 | - | Inactive
| 0 | 5 | 6.2.3.4.3.2 | 2) Outside | - | CABLE TRAY AND ACCESSORIES | 0 | 0 | 0 | 0 | 0 | 0 | 0 | 0 | 0 | 0 | 0 | - | 0 | 0 | 0 | 0 | 0 | 0 | 50 | - | Active
| 1 | 6 | 6.2.3.4.3.2.1 | Perforated Tray, 45° Vertical Elbow - (W)300mm X (H)150mm | - | CABLE TRAY AND ACCESSORIES | 0 | 0 | 0 | 0 | 0 | 0 | 0 | 0 | 0 | 0 | 0 | - | 0 | 0 | 0 | 0 | 0 | 0 | 0 | - | Inactive
| 1 | 6 | 6.2.3.4.3.2.2 | Perforated Tray, 45° Vertical Elbow - (W)200mm X (H)100mm | - | CABLE TRAY AND ACCESSORIES | 0 | 0 | 0 | 0 | 0 | 0 | 0 | 0 | 0 | 0 | 0 | - | 0 | 0 | 0 | 0 | 0 | 0 | 0 | - | Inactive
| 1 | 6 | 6.2.3.4.3.2.3 | Perforated Tray, 45° Vertical Elbow - (W)150mm X (H)100mm | - | CABLE TRAY AND ACCESSORIES | 25 | 0 | 38032.1752 | 9538.1052 | 4665.8576 | 0 | 950804.3791 | 238452.631 | 116646.4403 | 1305903.4503 | 17.9033 | MP29 | 7.5 | 0.15 | 1 | 1.125 | 28.125 | 3.75 | 25 | J.02.03.01.01 | Active
| 1 | 6 | 6.2.3.4.3.2.4 | Perforated Tray, 45° Vertical Elbow - (W)150mm X (H)50mm | - | CABLE TRAY AND ACCESSORIES | 0 | 0 | 0 | 0 | 0 | 0 | 0 | 0 | 0 | 0 | 0 | - | 0 | 0 | 0 | 0 | 0 | 0 | 0 | - | Inactive
| 1 | 6 | 6.2.3.4.3.2.5 | Perforated Tray, 45° Vertical Elbow - (W)100mm X (H)100mm | - | CABLE TRAY AND ACCESSORIES | 25 | 0 | 31586.0774 | 7921.4772 | 3875.0343 | 0 | 789651.9347 | 198036.9308 | 96875.8572 | 1084564.7227 | 14.8688 | MP29 | 7.5 | 0.12 | 1 | 0.9 | 22.5 | 3 | 25 | J.02.03.01.02 | Active
| 1 | 6 | 6.2.3.4.3.2.6 | Perforated Tray, 45° Vertical Elbow - (W)100mm X (H)50mm | - | CABLE TRAY AND ACCESSORIES | 0 | 0 | 0 | 0 | 0 | 0 | 0 | 0 | 0 | 0 | 0 | - | 0 | 0 | 0 | 0 | 0 | 0 | 0 | - | Inactive
| 1 | 6 | 6.2.3.4.3.2.7 | Perforated Tray, 45° Vertical Elbow - (W)50mm X (H)50mm | - | CABLE TRAY AND ACCESSORIES | 0 | 0 | 0 | 0 | 0 | 0 | 0 | 0 | 0 | 0 | 0 | - | 0 | 0 | 0 | 0 | 0 | 0 | 0 | - | Inactive
| 0 | 5 | 6.2.3.4.3.3 | 3) Inside Solid Type Perforated Cover | - | CABLE TRAY AND ACCESSORIES | 0 | 0 | 0 | 0 | 0 | 0 | 0 | 0 | 0 | 0 | 0 | - | 0 | 0 | 0 | 0 | 0 | 0 | 50 | - | Active
| 1 | 6 | 6.2.3.4.3.3.1 | Perforated Tray, 45° Vertical Elbow Cover - (W)300mm | - | CABLE TRAY AND ACCESSORIES | 0 | 0 | 0 | 0 | 0 | 0 | 0 | 0 | 0 | 0 | 0 | - | 0 | 0 | 0 | 0 | 0 | 0 | 0 | - | Inactive
| 1 | 6 | 6.2.3.4.3.3.2 | Perforated Tray, 45° Vertical Elbow Cover - (W)200mm | - | CABLE TRAY AND ACCESSORIES | 0 | 0 | 0 | 0 | 0 | 0 | 0 | 0 | 0 | 0 | 0 | - | 0 | 0 | 0 | 0 | 0 | 0 | 0 | - | Inactive
| 1 | 6 | 6.2.3.4.3.3.3 | Perforated Tray, 45° Vertical Elbow Cover - (W)150mm | - | CABLE TRAY AND ACCESSORIES | 25 | 0 | 21272.5192 | 5334.8724 | 2609.717 | 0 | 531812.9806 | 133371.8105 | 65242.9242 | 730427.7154 | 10.0137 | MP29 | 7.5 | 0.05 | 1 | 0.375 | 9.375 | 1.25 | 25 | J.02.03.02.01 | Active
| 1 | 6 | 6.2.3.4.3.3.4 | Perforated Tray, 45° Vertical Elbow Cover - (W)100mm | - | CABLE TRAY AND ACCESSORIES | 25 | 0 | 16115.2444 | 4041.57 | 1977.0583 | 0 | 402881.111 | 101039.2504 | 49426.4578 | 553346.8192 | 7.5861 | MP29 | 7.5 | 0.05 | 1 | 0.375 | 9.375 | 1.25 | 25 | J.02.03.02.02 | Active
| 1 | 6 | 6.2.3.4.3.3.5 | Perforated Tray, 45° Vertical Elbow Cover - (W)50mm | - | CABLE TRAY AND ACCESSORIES | 0 | 0 | 0 | 0 | 0 | 0 | 0 | 0 | 0 | 0 | 0 | - | 0 | 0 | 0 | 0 | 0 | 0 | 0 | - | Inactive
| 0 | 5 | 6.2.3.4.3.4 | 4) Outside Solid Type Perforated Cover | - | CABLE TRAY AND ACCESSORIES | 0 | 0 | 0 | 0 | 0 | 0 | 0 | 0 | 0 | 0 | 0 | - | 0 | 0 | 0 | 0 | 0 | 0 | 50 | - | Active
| 1 | 6 | 6.2.3.4.3.4.1 | Perforated Tray, 45° Vertical Elbow Cover - (W)300mm | - | CABLE TRAY AND ACCESSORIES | 0 | 0 | 0 | 0 | 0 | 0 | 0 | 0 | 0 | 0 | 0 | - | 0 | 0 | 0 | 0 | 0 | 0 | 0 | - | Inactive
| 1 | 6 | 6.2.3.4.3.4.2 | Perforated Tray, 45° Vertical Elbow Cover - (W)200mm | - | CABLE TRAY AND ACCESSORIES | 0 | 0 | 0 | 0 | 0 | 0 | 0 | 0 | 0 | 0 | 0 | - | 0 | 0 | 0 | 0 | 0 | 0 | 0 | - | Inactive
| 1 | 6 | 6.2.3.4.3.4.3 | Perforated Tray, 45° Vertical Elbow Cover - (W)150mm | - | CABLE TRAY AND ACCESSORIES | 25 | 0 | 21272.5192 | 5334.8724 | 2609.717 | 0 | 531812.9806 | 133371.8105 | 65242.9242 | 730427.7154 | 10.0137 | MP29 | 7.5 | 0.05 | 1 | 0.375 | 9.375 | 1.25 | 25 | J.02.03.02.01 | Active
| 1 | 6 | 6.2.3.4.3.4.4 | Perforated Tray, 45° Vertical Elbow Cover - (W)100mm | - | CABLE TRAY AND ACCESSORIES | 25 | 0 | 16115.2444 | 4041.57 | 1977.0583 | 0 | 402881.111 | 101039.2504 | 49426.4578 | 553346.8192 | 7.5861 | MP29 | 7.5 | 0.05 | 1 | 0.375 | 9.375 | 1.25 | 25 | J.02.03.02.02 | Active
| 1 | 6 | 6.2.3.4.3.4.5 | Perforated Tray, 45° Vertical Elbow Cover - (W)50mm | - | CABLE TRAY AND ACCESSORIES | 0 | 0 | 0 | 0 | 0 | 0 | 0 | 0 | 0 | 0 | 0 | - | 0 | 0 | 0 | 0 | 0 | 0 | 0 | - | Inactive
| 0 | 4 | 6.2.3.4.4 | 30° Vertical Elbow | - | CABLE TRAY AND ACCESSORIES | 0 | 0 | 0 | 0 | 0 | 0 | 0 | 0 | 0 | 0 | 0 | - | 0 | 0 | 0 | 0 | 0 | 0 | 200 | - | Active
| 0 | 5 | 6.2.3.4.4.1 | 1) Inside | - | CABLE TRAY AND ACCESSORIES | 0 | 0 | 0 | 0 | 0 | 0 | 0 | 0 | 0 | 0 | 0 | - | 0 | 0 | 0 | 0 | 0 | 0 | 50 | - | Active
| 1 | 6 | 6.2.3.4.4.1.1 | Perforated Tray, 30° Vertical Elbow - (W)300mm X (H)150mm | - | CABLE TRAY AND ACCESSORIES | 0 | 0 | 0 | 0 | 0 | 0 | 0 | 0 | 0 | 0 | 0 | - | 0 | 0 | 0 | 0 | 0 | 0 | 0 | - | Inactive
| 1 | 6 | 6.2.3.4.4.1.2 | Perforated Tray, 30° Vertical Elbow - (W)200mm X (H)100mm | - | CABLE TRAY AND ACCESSORIES | 0 | 0 | 0 | 0 | 0 | 0 | 0 | 0 | 0 | 0 | 0 | - | 0 | 0 | 0 | 0 | 0 | 0 | 0 | - | Inactive
| 1 | 6 | 6.2.3.4.4.1.3 | Perforated Tray, 30° Vertical Elbow - (W)150mm X (H)100mm | - | CABLE TRAY AND ACCESSORIES | 25 | 0 | 38032.1752 | 9538.1052 | 4665.8576 | 0 | 950804.3791 | 238452.631 | 116646.4403 | 1305903.4503 | 17.9033 | MP29 | 7.5 | 0.15 | 1 | 1.125 | 28.125 | 3.75 | 25 | J.02.03.01.01 | Active
| 1 | 6 | 6.2.3.4.4.1.4 | Perforated Tray, 30° Vertical Elbow - (W)150mm X (H)50mm | - | CABLE TRAY AND ACCESSORIES | 0 | 0 | 0 | 0 | 0 | 0 | 0 | 0 | 0 | 0 | 0 | - | 0 | 0 | 0 | 0 | 0 | 0 | 0 | - | Inactive
| 1 | 6 | 6.2.3.4.4.1.5 | Perforated Tray, 30° Vertical Elbow - (W)100mm X (H)100mm | - | CABLE TRAY AND ACCESSORIES | 0 | 0 | 0 | 0 | 0 | 0 | 0 | 0 | 0 | 0 | 0 | - | 0 | 0 | 0 | 0 | 0 | 0 | 0 | - | Inactive
| 1 | 6 | 6.2.3.4.4.1.6 | Perforated Tray, 30° Vertical Elbow - (W)100mm X (H)50mm | - | CABLE TRAY AND ACCESSORIES | 25 | 0 | 31586.0774 | 7921.4772 | 3875.0343 | 0 | 789651.9347 | 198036.9308 | 96875.8572 | 1084564.7227 | 14.8688 | MP29 | 7.5 | 0.1 | 1 | 0.75 | 18.75 | 2.5 | 25 | J.02.03.01.03 | Active
| 1 | 6 | 6.2.3.4.4.1.7 | Perforated Tray, 30° Vertical Elbow - (W)50mm X (H)50mm | - | CABLE TRAY AND ACCESSORIES | 0 | 0 | 0 | 0 | 0 | 0 | 0 | 0 | 0 | 0 | 0 | - | 0 | 0 | 0 | 0 | 0 | 0 | 0 | - | Inactive
| 0 | 5 | 6.2.3.4.4.2 | 2) Outside | - | CABLE TRAY AND ACCESSORIES | 0 | 0 | 0 | 0 | 0 | 0 | 0 | 0 | 0 | 0 | 0 | - | 0 | 0 | 0 | 0 | 0 | 0 | 50 | - | Active
| 1 | 6 | 6.2.3.4.4.2.1 | Perforated Tray, 30° Vertical Elbow - (W)300mm X (H)150mm | - | CABLE TRAY AND ACCESSORIES | 0 | 0 | 0 | 0 | 0 | 0 | 0 | 0 | 0 | 0 | 0 | - | 0 | 0 | 0 | 0 | 0 | 0 | 0 | - | Inactive
| 1 | 6 | 6.2.3.4.4.2.2 | Perforated Tray, 30° Vertical Elbow - (W)200mm X (H)100mm | - | CABLE TRAY AND ACCESSORIES | 0 | 0 | 0 | 0 | 0 | 0 | 0 | 0 | 0 | 0 | 0 | - | 0 | 0 | 0 | 0 | 0 | 0 | 0 | - | Inactive
| 1 | 6 | 6.2.3.4.4.2.3 | Perforated Tray, 30° Vertical Elbow - (W)150mm X (H)100mm | - | CABLE TRAY AND ACCESSORIES | 25 | 0 | 38032.1752 | 9538.1052 | 4665.8576 | 0 | 950804.3791 | 238452.631 | 116646.4403 | 1305903.4503 | 17.9033 | MP29 | 7.5 | 0.15 | 1 | 1.125 | 28.125 | 3.75 | 25 | J.02.03.01.01 | Active
| 1 | 6 | 6.2.3.4.4.2.4 | Perforated Tray, 30° Vertical Elbow - (W)150mm X (H)50mm | - | CABLE TRAY AND ACCESSORIES | 0 | 0 | 0 | 0 | 0 | 0 | 0 | 0 | 0 | 0 | 0 | - | 0 | 0 | 0 | 0 | 0 | 0 | 0 | - | Inactive
| 1 | 6 | 6.2.3.4.4.2.5 | Perforated Tray, 30° Vertical Elbow - (W)100mm X (H)100mm | - | CABLE TRAY AND ACCESSORIES | 25 | 0 | 31586.0774 | 7921.4772 | 3875.0343 | 0 | 789651.9347 | 198036.9308 | 96875.8572 | 1084564.7227 | 14.8688 | MP29 | 7.5 | 0.12 | 1 | 0.9 | 22.5 | 3 | 25 | J.02.03.01.02 | Active
| 1 | 6 | 6.2.3.4.4.2.6 | Perforated Tray, 30° Vertical Elbow - (W)100mm X (H)50mm | - | CABLE TRAY AND ACCESSORIES | 0 | 0 | 0 | 0 | 0 | 0 | 0 | 0 | 0 | 0 | 0 | - | 0 | 0 | 0 | 0 | 0 | 0 | 0 | - | Inactive
| 1 | 6 | 6.2.3.4.4.2.7 | Perforated Tray, 30° Vertical Elbow - (W)50mm X (H)50mm | - | CABLE TRAY AND ACCESSORIES | 0 | 0 | 0 | 0 | 0 | 0 | 0 | 0 | 0 | 0 | 0 | - | 0 | 0 | 0 | 0 | 0 | 0 | 0 | - | Inactive
| 0 | 5 | 6.2.3.4.4.3 | 3) Inside Solid Type Perforated Cover | - | CABLE TRAY AND ACCESSORIES | 0 | 0 | 0 | 0 | 0 | 0 | 0 | 0 | 0 | 0 | 0 | - | 0 | 0 | 0 | 0 | 0 | 0 | 50 | - | Active
| 1 | 6 | 6.2.3.4.4.3.1 | Perforated Tray, 30° Vertical Elbow Cover - (W)300mm | - | CABLE TRAY AND ACCESSORIES | 0 | 0 | 0 | 0 | 0 | 0 | 0 | 0 | 0 | 0 | 0 | - | 0 | 0 | 0 | 0 | 0 | 0 | 0 | - | Inactive
| 1 | 6 | 6.2.3.4.4.3.2 | Perforated Tray, 30° Vertical Elbow Cover - (W)200mm | - | CABLE TRAY AND ACCESSORIES | 0 | 0 | 0 | 0 | 0 | 0 | 0 | 0 | 0 | 0 | 0 | - | 0 | 0 | 0 | 0 | 0 | 0 | 0 | - | Inactive
| 1 | 6 | 6.2.3.4.4.3.3 | Perforated Tray, 30° Vertical Elbow Cover - (W)150mm | - | CABLE TRAY AND ACCESSORIES | 25 | 0 | 21272.5192 | 5334.8724 | 2609.717 | 0 | 531812.9806 | 133371.8105 | 65242.9242 | 730427.7154 | 10.0137 | MP29 | 7.5 | 0.05 | 1 | 0.375 | 9.375 | 1.25 | 25 | J.02.03.02.01 | Active
| 1 | 6 | 6.2.3.4.4.3.4 | Perforated Tray, 30° Vertical Elbow Cover - (W)100mm | - | CABLE TRAY AND ACCESSORIES | 25 | 0 | 16115.2444 | 4041.57 | 1977.0583 | 0 | 402881.111 | 101039.2504 | 49426.4578 | 553346.8192 | 7.5861 | MP29 | 7.5 | 0.05 | 1 | 0.375 | 9.375 | 1.25 | 25 | J.02.03.02.02 | Active
| 1 | 6 | 6.2.3.4.4.3.5 | Perforated Tray, 30° Vertical Elbow Cover - (W)50mm | - | CABLE TRAY AND ACCESSORIES | 0 | 0 | 0 | 0 | 0 | 0 | 0 | 0 | 0 | 0 | 0 | - | 0 | 0 | 0 | 0 | 0 | 0 | 0 | - | Inactive
| 0 | 5 | 6.2.3.4.4.4 | 4) Outside Solid Type Perforated Cover | - | CABLE TRAY AND ACCESSORIES | 0 | 0 | 0 | 0 | 0 | 0 | 0 | 0 | 0 | 0 | 0 | - | 0 | 0 | 0 | 0 | 0 | 0 | 50 | - | Active
| 1 | 6 | 6.2.3.4.4.4.1 | Perforated Tray, 30° Vertical Elbow Cover - (W)300mm | - | CABLE TRAY AND ACCESSORIES | 0 | 0 | 0 | 0 | 0 | 0 | 0 | 0 | 0 | 0 | 0 | - | 0 | 0 | 0 | 0 | 0 | 0 | 0 | - | Inactive
| 1 | 6 | 6.2.3.4.4.4.2 | Perforated Tray, 30° Vertical Elbow Cover - (W)200mm | - | CABLE TRAY AND ACCESSORIES | 0 | 0 | 0 | 0 | 0 | 0 | 0 | 0 | 0 | 0 | 0 | - | 0 | 0 | 0 | 0 | 0 | 0 | 0 | - | Inactive
| 1 | 6 | 6.2.3.4.4.4.3 | Perforated Tray, 30° Vertical Elbow Cover - (W)150mm | - | CABLE TRAY AND ACCESSORIES | 25 | 0 | 21272.5192 | 5334.8724 | 2609.717 | 0 | 531812.9806 | 133371.8105 | 65242.9242 | 730427.7154 | 10.0137 | MP29 | 7.5 | 0.05 | 1 | 0.375 | 9.375 | 1.25 | 25 | J.02.03.02.01 | Active
| 1 | 6 | 6.2.3.4.4.4.4 | Perforated Tray, 30° Vertical Elbow Cover - (W)100mm | - | CABLE TRAY AND ACCESSORIES | 25 | 0 | 16115.2444 | 4041.57 | 1977.0583 | 0 | 402881.111 | 101039.2504 | 49426.4578 | 553346.8192 | 7.5861 | MP29 | 7.5 | 0.05 | 1 | 0.375 | 9.375 | 1.25 | 25 | J.02.03.02.02 | Active
| 1 | 6 | 6.2.3.4.4.4.5 | Perforated Tray, 30° Vertical Elbow Cover - (W)50mm | - | CABLE TRAY AND ACCESSORIES | 0 | 0 | 0 | 0 | 0 | 0 | 0 | 0 | 0 | 0 | 0 | - | 0 | 0 | 0 | 0 | 0 | 0 | 0 | - | Inactive
| 0 | 3 | 6.2.3.5 | Blind End Plate | - | CABLE TRAY AND ACCESSORIES | 0 | 0 | 0 | 0 | 0 | 0 | 0 | 0 | 0 | 0 | 0 | - | 0 | 0 | 0 | 0 | 0 | 0 | 102 | - | Active
| 1 | 4 | 6.2.3.5.1 | Blind End Plate - (W)300mm X (H)150mm | - | CABLE TRAY AND ACCESSORIES | 0 | 0 | 0 | 0 | 0 | 0 | 0 | 0 | 0 | 0 | 0 | - | 0 | 0 | 0 | 0 | 0 | 0 | 0 | - | Inactive
| 1 | 4 | 6.2.3.5.2 | Blind End Plate - (W)200mm X (H)100mm | - | CABLE TRAY AND ACCESSORIES | 0 | 0 | 0 | 0 | 0 | 0 | 0 | 0 | 0 | 0 | 0 | - | 0 | 0 | 0 | 0 | 0 | 0 | 0 | - | Inactive
| 1 | 4 | 6.2.3.5.3 | Blind End Plate - (W)150mm X (H)100mm | - | CABLE TRAY AND ACCESSORIES | 36 | 0 | 0 | 0 | 0 | 0 | 0 | 0 | 0 | 0 | 0 | MP29 | 7.5 | 0.05 | 1 | 0.375 | 13.5 | 1.8 | 36 | J.02.04.01 | Active
| 1 | 4 | 6.2.3.5.4 | Blind End Plate - (W)150mm X (H)50mm | - | CABLE TRAY AND ACCESSORIES | 0 | 0 | 0 | 0 | 0 | 0 | 0 | 0 | 0 | 0 | 0 | - | 0 | 0 | 0 | 0 | 0 | 0 | 0 | - | Inactive
| 1 | 4 | 6.2.3.5.5 | Blind End Plate - (W)100mm X (H)100mm | - | CABLE TRAY AND ACCESSORIES | 63 | 0 | 0 | 0 | 0 | 0 | 0 | 0 | 0 | 0 | 0 | MP29 | 7.5 | 0.05 | 1 | 0.375 | 23.625 | 3.15 | 63 | J.02.04.02 | Active
| 1 | 4 | 6.2.3.5.6 | Blind End Plate - (W)100mm X (H)50mm | - | CABLE TRAY AND ACCESSORIES | 0 | 0 | 0 | 0 | 0 | 0 | 0 | 0 | 0 | 0 | 0 | - | 0 | 0 | 0 | 0 | 0 | 0 | 0 | - | Inactive
| 1 | 4 | 6.2.3.5.7 | Blind End Plate - (W)50mm X (H)50mm | - | CABLE TRAY AND ACCESSORIES | 3 | 0 | 0 | 0 | 0 | 0 | 0 | 0 | 0 | 0 | 0 | MP29 | 7.5 | 0.05 | 1 | 0.375 | 1.125 | 0.15 | 3 | J.02.04.04 | Active
| 0 | 3 | 6.2.3.6 | Bonding Jumper | - | CABLE TRAY AND ACCESSORIES | 0 | 0 | 0 | 0 | 0 | 0 | 0 | 0 | 0 | 0 | 0 | - | 0 | 0 | 0 | 0 | 0 | 0 | 2922.3333 | - | Active
| 1 | 4 | 6.2.3.6.1 | Bonding Jumper - 35 sqmm x 255 mmL | - | CABLE TRAY AND ACCESSORIES | 2922.3333 | 0 | 0 | 0 | 0 | 0 | 0 | 0 | 0 | 0 | 0 | MP29 | 7.5 | 0.002 | 1 | 0.015 | 43.835 | 5.8447 | 2922.3333 | J.02.05 | Active
| 0 | 3 | 6.2.3.7 | Round Head Bolt, Spring Nut & Washer (316L SS) | - | CABLE TRAY AND ACCESSORIES | 0 | 0 | 0 | 0 | 0 | 0 | 0 | 0 | 0 | 0 | 0 | - | 0 | 0 | 0 | 0 | 0 | 0 | 1106 | - | Active
| 1 | 4 | 6.2.3.7.1 | Round Head Bolt, Spring Nut & Washer - M6x25mmL | - | CABLE TRAY AND ACCESSORIES | 694 | 0 | 0 | 0 | 0 | 0 | 0 | 0 | 0 | 0 | 0 | MP29 | 7.5 | 0.002 | 1 | 0.015 | 10.41 | 1.388 | 694 | J.02.05 | Active
| 1 | 4 | 6.2.3.7.2 | Round Head Bolt, Spring Nut & Washer - - M6x40mmL | - | CABLE TRAY AND ACCESSORIES | 412 | 0 | 0 | 0 | 0 | 0 | 0 | 0 | 0 | 0 | 0 | MP29 | 7.5 | 0.002 | 1 | 0.015 | 6.18 | 0.824 | 412 | J.02.05 | Active
| 0 | 3 | 6.2.3.8 | Round Head Bolt, Nut & Washer (316L SS) | - | CABLE TRAY AND ACCESSORIES | 0 | 0 | 0 | 0 | 0 | 0 | 0 | 0 | 0 | 0 | 0 | - | 0 | 0 | 0 | 0 | 0 | 0 | 4996 | - | Active
| 1 | 4 | 6.2.3.8.1 | Round Head Bolt, Nut & Washer - M6x25mmL | - | CABLE TRAY AND ACCESSORIES | 4996 | 0 | 0 | 0 | 0 | 0 | 0 | 0 | 0 | 0 | 0 | MP29 | 7.5 | 0.002 | 1 | 0.015 | 74.94 | 9.992 | 4996 | J.02.05 | Active
| 0 | 3 | 6.2.3.9 | Joint Connector | - | CABLE TRAY AND ACCESSORIES | 0 | 0 | 0 | 0 | 0 | 0 | 0 | 0 | 0 | 0 | 0 | - | 0 | 0 | 0 | 0 | 0 | 0 | 6761 | - | Active
| 1 | 4 | 6.2.3.9.1 | Joint Connector - (H)150mm | - | CABLE TRAY AND ACCESSORIES | 282 | 0 | 0 | 0 | 0 | 0 | 0 | 0 | 0 | 0 | 0 | MP29 | 7.5 | 0.002 | 1 | 0.015 | 4.23 | 0.564 | 282 | J.02.05 | Active
| 1 | 4 | 6.2.3.9.2 | Joint Connector - (H)100mm | - | CABLE TRAY AND ACCESSORIES | 1683 | 0 | 0 | 0 | 0 | 0 | 0 | 0 | 0 | 0 | 0 | MP29 | 7.5 | 0.002 | 1 | 0.015 | 25.245 | 3.366 | 1683 | J.02.05 | Active
| 1 | 4 | 6.2.3.9.3 | Joint Connector - (H)50mm | - | CABLE TRAY AND ACCESSORIES | 4796 | 0 | 0 | 0 | 0 | 0 | 0 | 0 | 0 | 0 | 0 | MP29 | 7.5 | 0.002 | 1 | 0.015 | 71.94 | 9.592 | 4796 | J.02.05 | Active
| 0 | 3 | 6.2.3.10 | Horizontal Adjustable Connector | - | CABLE TRAY AND ACCESSORIES | 0 | 0 | 0 | 0 | 0 | 0 | 0 | 0 | 0 | 0 | 0 | - | 0 | 0 | 0 | 0 | 0 | 0 | 61 | - | Active
| 1 | 4 | 6.2.3.10.1 | Horizontal Adjustable Connector - (H)150mm | - | CABLE TRAY AND ACCESSORIES | 32 | 0 | 0 | 0 | 0 | 0 | 0 | 0 | 0 | 0 | 0 | MP29 | 7.5 | 0.002 | 1 | 0.015 | 0.48 | 0.064 | 32 | J.02.05 | Active
| 1 | 4 | 6.2.3.10.2 | Horizontal Adjustable Connector - (H)100mm | - | CABLE TRAY AND ACCESSORIES | 29 | 0 | 0 | 0 | 0 | 0 | 0 | 0 | 0 | 0 | 0 | MP29 | 7.5 | 0.002 | 1 | 0.015 | 0.435 | 0.058 | 29 | J.02.05 | Active
| 1 | 4 | 6.2.3.10.3 | Horizontal Adjustable Connector - (H)50mm | - | CABLE TRAY AND ACCESSORIES | 0 | 0 | 0 | 0 | 0 | 0 | 0 | 0 | 0 | 0 | 0 | - | 0 | 0 | 0 | 0 | 0 | 0 | 0 | - | Inactive
| 0 | 3 | 6.2.3.11 | Vertical Adjustable Connector | - | CABLE TRAY AND ACCESSORIES | 0 | 0 | 0 | 0 | 0 | 0 | 0 | 0 | 0 | 0 | 0 | - | 0 | 0 | 0 | 0 | 0 | 0 | 57 | - | Active
| 1 | 4 | 6.2.3.11.1 | Vertical Adjustable Connector - (H)150mm | - | CABLE TRAY AND ACCESSORIES | 32 | 0 | 0 | 0 | 0 | 0 | 0 | 0 | 0 | 0 | 0 | MP29 | 7.5 | 0.002 | 1 | 0.015 | 0.48 | 0.064 | 32 | J.02.05 | Active
| 1 | 4 | 6.2.3.11.2 | Vertical Adjustable Connector - (H)100mm | - | CABLE TRAY AND ACCESSORIES | 25 | 0 | 0 | 0 | 0 | 0 | 0 | 0 | 0 | 0 | 0 | MP29 | 7.5 | 0.002 | 1 | 0.015 | 0.375 | 0.05 | 25 | J.02.05 | Active
| 1 | 4 | 6.2.3.11.3 | Vertical Adjustable Connector - (H)50mm | - | CABLE TRAY AND ACCESSORIES | 0 | 0 | 0 | 0 | 0 | 0 | 0 | 0 | 0 | 0 | 0 | - | 0 | 0 | 0 | 0 | 0 | 0 | 0 | - | Inactive
| 0 | 3 | 6.2.3.12 | Solid cover Clamp | - | CABLE TRAY AND ACCESSORIES | 0 | 0 | 0 | 0 | 0 | 0 | 0 | 0 | 0 | 0 | 0 | - | 0 | 0 | 0 | 0 | 0 | 0 | 12246 | - | Active
| 1 | 4 | 6.2.3.12.1 | Solid cover Clamp - (W)300mm X (H)150mm | - | CABLE TRAY AND ACCESSORIES | 0 | 0 | 0 | 0 | 0 | 0 | 0 | 0 | 0 | 0 | 0 | - | 0 | 0 | 0 | 0 | 0 | 0 | 0 | - | Inactive
| 1 | 4 | 6.2.3.12.2 | Solid cover Clamp - (W)200mm X (H)100mm | - | CABLE TRAY AND ACCESSORIES | 0 | 0 | 0 | 0 | 0 | 0 | 0 | 0 | 0 | 0 | 0 | - | 0 | 0 | 0 | 0 | 0 | 0 | 0 | - | Inactive
| 1 | 4 | 6.2.3.12.3 | Solid cover Clamp - (W)150mm X (H)100mm | - | CABLE TRAY AND ACCESSORIES | 2429 | 0 | 0 | 0 | 0 | 0 | 0 | 0 | 0 | 0 | 0 | MP29 | 7.5 | 0.002 | 1 | 0.015 | 36.435 | 4.858 | 2429 | J.02.05 | Active
| 1 | 4 | 6.2.3.12.4 | Solid cover Clamp - (W)150mm X (H)50mm | - | CABLE TRAY AND ACCESSORIES | 0 | 0 | 0 | 0 | 0 | 0 | 0 | 0 | 0 | 0 | 0 | - | 0 | 0 | 0 | 0 | 0 | 0 | 0 | - | Inactive
| 1 | 4 | 6.2.3.12.5 | Solid cover Clamp - (W)100mm X (H)100mm | - | CABLE TRAY AND ACCESSORIES | 3236 | 0 | 0 | 0 | 0 | 0 | 0 | 0 | 0 | 0 | 0 | MP29 | 7.5 | 0.002 | 1 | 0.015 | 48.54 | 6.472 | 3236 | J.02.05 | Active
| 1 | 4 | 6.2.3.12.6 | Solid cover Clamp - (W)100mm X (H)50mm | - | CABLE TRAY AND ACCESSORIES | 4560 | 0 | 0 | 0 | 0 | 0 | 0 | 0 | 0 | 0 | 0 | MP29 | 7.5 | 0.002 | 1 | 0.015 | 68.4 | 9.12 | 4560 | J.02.05 | Active
| 1 | 4 | 6.2.3.12.7 | Solid cover Clamp - (W)50mm X (H)50mm | - | CABLE TRAY AND ACCESSORIES | 2021 | 0 | 0 | 0 | 0 | 0 | 0 | 0 | 0 | 0 | 0 | MP29 | 7.5 | 0.002 | 1 | 0.015 | 30.315 | 4.042 | 2021 | J.02.05 | Active
| 0 | 3 | 6.2.3.13 | Reducer | - | CABLE TRAY AND ACCESSORIES | 0 | 0 | 0 | 0 | 0 | 0 | 0 | 0 | 0 | 0 | 0 | - | 0 | 0 | 0 | 0 | 0 | 0 | 0 | - | Inactive
| 0 | 4 | 6.2.3.13.1 | Right Hand Reducer | - | CABLE TRAY AND ACCESSORIES | 0 | 0 | 0 | 0 | 0 | 0 | 0 | 0 | 0 | 0 | 0 | - | 0 | 0 | 0 | 0 | 0 | 0 | 0 | - | Inactive
| 0 | 5 | 6.2.3.13.1.1 | 1) Body | - | CABLE TRAY AND ACCESSORIES | 0 | 0 | 0 | 0 | 0 | 0 | 0 | 0 | 0 | 0 | 0 | - | 0 | 0 | 0 | 0 | 0 | 0 | 0 | - | Inactive
| 1 | 6 | 6.2.3.13.1.1.1 | Perforated Tray, Right Hand Reducer - (W)200mm X (W)100mm | - | CABLE TRAY AND ACCESSORIES | 0 | 0 | 0 | 0 | 0 | 0 | 0 | 0 | 0 | 0 | 0 | - | 0 | 0 | 0 | 0 | 0 | 0 | 0 | - | Inactive
| 1 | 6 | 6.2.3.13.1.1.2 | Perforated Tray, Right Hand Reducer - (W)150mm X (W)50mm | - | CABLE TRAY AND ACCESSORIES | 0 | 0 | 0 | 0 | 0 | 0 | 0 | 0 | 0 | 0 | 0 | - | 0 | 0 | 0 | 0 | 0 | 0 | 0 | - | Inactive
| 0 | 5 | 6.2.3.13.1.2 | 2) Solid Type Perforated Cover | - | CABLE TRAY AND ACCESSORIES | 0 | 0 | 0 | 0 | 0 | 0 | 0 | 0 | 0 | 0 | 0 | - | 0 | 0 | 0 | 0 | 0 | 0 | 0 | - | Inactive
| 1 | 6 | 6.2.3.13.1.2.1 | Perforated Tray, Right Hand Reducer Cover - (W)200mm X (W)100mm | - | CABLE TRAY AND ACCESSORIES | 0 | 0 | 0 | 0 | 0 | 0 | 0 | 0 | 0 | 0 | 0 | - | 0 | 0 | 0 | 0 | 0 | 0 | 0 | - | Inactive
| 1 | 6 | 6.2.3.13.1.2.2 | Perforated Tray, Right Hand Reducer Cover - (W)150mm X (W)50mm | - | CABLE TRAY AND ACCESSORIES | 0 | 0 | 0 | 0 | 0 | 0 | 0 | 0 | 0 | 0 | 0 | - | 0 | 0 | 0 | 0 | 0 | 0 | 0 | - | Inactive
| 0 | 4 | 6.2.3.13.2 | Left Hand Reducer | - | CABLE TRAY AND ACCESSORIES | 0 | 0 | 0 | 0 | 0 | 0 | 0 | 0 | 0 | 0 | 0 | - | 0 | 0 | 0 | 0 | 0 | 0 | 0 | - | Inactive
| 0 | 5 | 6.2.3.13.2.1 | 1) Body | - | CABLE TRAY AND ACCESSORIES | 0 | 0 | 0 | 0 | 0 | 0 | 0 | 0 | 0 | 0 | 0 | - | 0 | 0 | 0 | 0 | 0 | 0 | 0 | - | Inactive
| 1 | 6 | 6.2.3.13.2.1.1 | Perforated Tray, Left Hand Reducer - (W)200mm X (W)100mm | - | CABLE TRAY AND ACCESSORIES | 0 | 0 | 0 | 0 | 0 | 0 | 0 | 0 | 0 | 0 | 0 | - | 0 | 0 | 0 | 0 | 0 | 0 | 0 | - | Inactive
| 1 | 6 | 6.2.3.13.2.1.2 | Perforated Tray, Left Hand Reducer - (W)150mm X (W)50mm | - | CABLE TRAY AND ACCESSORIES | 0 | 0 | 0 | 0 | 0 | 0 | 0 | 0 | 0 | 0 | 0 | - | 0 | 0 | 0 | 0 | 0 | 0 | 0 | - | Inactive
| 0 | 5 | 6.2.3.13.2.2 | 2) Solid Type Perforated Cover | - | CABLE TRAY AND ACCESSORIES | 0 | 0 | 0 | 0 | 0 | 0 | 0 | 0 | 0 | 0 | 0 | - | 0 | 0 | 0 | 0 | 0 | 0 | 0 | - | Inactive
| 1 | 6 | 6.2.3.13.2.2.1 | Perforated Tray, Left Hand Reducer Cover - (W)200mm X (W)100mm | - | CABLE TRAY AND ACCESSORIES | 0 | 0 | 0 | 0 | 0 | 0 | 0 | 0 | 0 | 0 | 0 | - | 0 | 0 | 0 | 0 | 0 | 0 | 0 | - | Inactive
| 1 | 6 | 6.2.3.13.2.2.2 | Perforated Tray, Left Hand Reducer Cover - (W)150mm X (W)50mm | - | CABLE TRAY AND ACCESSORIES | 0 | 0 | 0 | 0 | 0 | 0 | 0 | 0 | 0 | 0 | 0 | - | 0 | 0 | 0 | 0 | 0 | 0 | 0 | - | Inactive
| 0 | 1 | 6.3 | Lighting Raceway | - | CABLE TRAY AND ACCESSORIES | 0 | 0 | 0 | 0 | 0 | 0 | 0 | 0 | 0 | 0 | 0 | - | 0 | 0 | 0 | 0 | 0 | 0 | 657 | - | Active
| 1 | 2 | 6.3.1 | Raceway Body - (W)110mm X (H)50mm X 1.6t X 3000mmL | - | CABLE TRAY AND ACCESSORIES | 150 | 0 | 29007.44 | 7274.826 | 3558.705 | 0 | 4351115.9993 | 1091223.9044 | 533805.7437 | 5976145.6474 | 81.9304 | MP29 | 7.5 | 0.15 | 1 | 1.125 | 168.75 | 22.5 | 150 | J.02.06.01 | Active
| 1 | 2 | 6.3.2 | Raceway Cover - (W)110mm X (H)50mm X 1.6t X 3000mmL | - | CABLE TRAY AND ACCESSORIES | 150 | 0 | 29007.44 | 7274.826 | 3558.705 | 0 | 4351115.9993 | 1091223.9044 | 533805.7437 | 5976145.6474 | 81.9304 | MP29 | 7.5 | 0.10042 | 1 | 0.75314 | 112.9713 | 15.0628 | 150 | J.02.06.02 | Active
| 1 | 2 | 6.3.3 | Joiner - (W)110mm x (H)50mm | - | CABLE TRAY AND ACCESSORIES | 60 | 0 | 0 | 0 | 0 | 0 | 0 | 0 | 0 | 0 | 0 | MP29 | 7.5 | 0.0016371 | 1 | 0.012278 | 0.73671 | 0.098228 | 60 | J.02.06.03 | Active
| 1 | 2 | 6.3.4 | A-Hanger Fitting - (W)110mm x (H)50mm | - | CABLE TRAY AND ACCESSORIES | 90 | 0 | 0 | 0 | 0 | 0 | 0 | 0 | 0 | 0 | 0 | MP29 | 7.5 | 0.0016371 | 1 | 0.012278 | 1.1051 | 0.14734 | 90 | J.02.06.03 | Active
| 1 | 2 | 6.3.5 | Threaded Rod for A-Hanger Fitting - M10 x 3500mmL | - | CABLE TRAY AND ACCESSORIES | 90 | 0 | 0 | 0 | 0 | 0 | 0 | 0 | 0 | 0 | 0 | MP29 | 7.5 | 0.0016371 | 1 | 0.012278 | 1.1051 | 0.14734 | 90 | J.02.06.03 | Active
| 1 | 2 | 6.3.6 | 2-Hex. Nut W/Washer for Threaded Rod - M10 | - | CABLE TRAY AND ACCESSORIES | 90 | 0 | 0 | 0 | 0 | 0 | 0 | 0 | 0 | 0 | 0 | MP29 | 7.5 | 0.0016371 | 1 | 0.012278 | 1.1051 | 0.14734 | 90 | J.02.06.03 | Active
| 1 | 2 | 6.3.7 | Threded Rod Coupling - M10 | - | CABLE TRAY AND ACCESSORIES | 0 | 0 | 0 | 0 | 0 | 0 | 0 | 0 | 0 | 0 | 0 | - | 0 | 0 | 0 | 0 | 0 | 0 | 0 | - | Inactive
| 1 | 2 | 6.3.8 | Junction Box (2-Way) - I Type - (W)110mm x (H)50mm | - | CABLE TRAY AND ACCESSORIES | 0 | 0 | 0 | 0 | 0 | 0 | 0 | 0 | 0 | 0 | 0 | - | 0 | 0 | 0 | 0 | 0 | 0 | 0 | - | Inactive
| 1 | 2 | 6.3.9 | Junction Box (2-Way) - L Type - (W)110mm x (H)50mm | - | CABLE TRAY AND ACCESSORIES | 5 | 0 | 0 | 0 | 0 | 0 | 0 | 0 | 0 | 0 | 0 | MP29 | 7.5 | 0.0016371 | 1 | 0.012278 | 0.061392 | 0.0081857 | 5 | J.02.06.03 | Active
| 1 | 2 | 6.3.10 | Raceway Junction Box 3 Way - (W)110mm x (H)50mm | - | CABLE TRAY AND ACCESSORIES | 0 | 0 | 0 | 0 | 0 | 0 | 0 | 0 | 0 | 0 | 0 | - | 0 | 0 | 0 | 0 | 0 | 0 | 0 | - | Inactive
| 1 | 2 | 6.3.11 | Raceway Junction Box 4 Way - (W)110mm x (H)50mm | - | CABLE TRAY AND ACCESSORIES | 0 | 0 | 0 | 0 | 0 | 0 | 0 | 0 | 0 | 0 | 0 | - | 0 | 0 | 0 | 0 | 0 | 0 | 0 | - | Inactive
| 1 | 2 | 6.3.12 | End Cap for Raceway - (W)110mm x (H)50mm | - | CABLE TRAY AND ACCESSORIES | 10 | 0 | 0 | 0 | 0 | 0 | 0 | 0 | 0 | 0 | 0 | MP29 | 7.5 | 0.0016371 | 1 | 0.012278 | 0.12278 | 0.016371 | 10 | J.02.06.03 | Active
| 1 | 2 | 6.3.13 | SUS 316 Bend for Cover - (W)110mm x (H)50mm | - | CABLE TRAY AND ACCESSORIES | 0 | 0 | 0 | 0 | 0 | 0 | 0 | 0 | 0 | 0 | 0 | - | 0 | 0 | 0 | 0 | 0 | 0 | 0 | - | Inactive
| 1 | 2 | 6.3.14 | Raceway 90° Elbow Horizontal - (W)110mm x (H)50mm | - | CABLE TRAY AND ACCESSORIES | 6 | 0 | 0 | 0 | 0 | 0 | 0 | 0 | 0 | 0 | 0 | MP29 | 7.5 | 0.0016371 | 1 | 0.012278 | 0.073671 | 0.0098228 | 6 | J.02.06.03 | Active
| 1 | 2 | 6.3.15 | Raceway Box Connector(Panel Adaptor) - (W)110mm x (H)50mm | - | CABLE TRAY AND ACCESSORIES | 0 | 0 | 0 | 0 | 0 | 0 | 0 | 0 | 0 | 0 | 0 | - | 0 | 0 | 0 | 0 | 0 | 0 | 0 | - | Inactive
| 1 | 2 | 6.3.16 | Raceway 90° Vertical Outside Elbow - (W)110mm x (H)50mm | - | CABLE TRAY AND ACCESSORIES | 0 | 0 | 0 | 0 | 0 | 0 | 0 | 0 | 0 | 0 | 0 | - | 0 | 0 | 0 | 0 | 0 | 0 | 0 | - | Inactive
| 1 | 2 | 6.3.17 | Raceway 90° Vertical Inside Elbow - (W)110mm x (H)50mm | - | CABLE TRAY AND ACCESSORIES | 6 | 0 | 0 | 0 | 0 | 0 | 0 | 0 | 0 | 0 | 0 | MP29 | 7.5 | 0.0016371 | 1 | 0.012278 | 0.073671 | 0.0098228 | 6 | J.02.06.03 | Active
| 1 | 2 | 6.3.18 | Equipment Steel Fitting - (W)110mm x (H)50mm | - | CABLE TRAY AND ACCESSORIES | 0 | 0 | 0 | 0 | 0 | 0 | 0 | 0 | 0 | 0 | 0 | - | 0 | 0 | 0 | 0 | 0 | 0 | 0 | - | Inactive
| 1 | 2 | 6.3.19 | Rubber Gasket | - | CABLE TRAY AND ACCESSORIES | 0 | 0 | 0 | 0 | 0 | 0 | 0 | 0 | 0 | 0 | 0 | - | 0 | 0 | 0 | 0 | 0 | 0 | 0 | - | Inactive
| 1 | 2 | 6.3.20 | Raceway Joint Box - Raceway size (W)110mm x (H)50mm | - | CABLE TRAY AND ACCESSORIES | 0 | 0 | 0 | 0 | 0 | 0 | 0 | 0 | 0 | 0 | 0 | - | 0 | 0 | 0 | 0 | 0 | 0 | 0 | - | Inactive
| 0 | 0 | 7 | Grounding System | - | EARTHING & LIGHTNING PROTECTION SYSTEM | 0 | 0 | 0 | 0 | 0 | 0 | 0 | 0 | 0 | 0 | 0 | - | 0 | 0 | 0 | 0 | 0 | 0 | 5054 | - | Active
| 0 | 1 | 7.1 | Ground Rod | - | EARTHING & LIGHTNING PROTECTION SYSTEM | 0 | 0 | 0 | 0 | 0 | 0 | 0 | 0 | 0 | 0 | 0 | - | 0 | 0 | 0 | 0 | 0 | 0 | 125 | - | Active
| 1 | 2 | 7.1.1 | Ground Rod, Solid Copper - 19mm (3/4") OD x 3000mm (2 X 1500mm) With Driving Stud or couplings | - | EARTHING & LIGHTNING PROTECTION SYSTEM | 125 | 0 | 438335.6402 | 109930.7044 | 53775.986 | 0 | 54791955.028 | 13741338.055 | 6721998.2543 | 75255291.3373 | 1031.716 | MP23 | 7 | 1.0001 | 1 | 7.0008 | 875.1027 | 125.0147 | 125 | K.01 | Active
| 0 | 1 | 7.2 | GROUND ROD CLAMP | - | EARTHING & LIGHTNING PROTECTION SYSTEM | 0 | 0 | 0 | 0 | 0 | 0 | 0 | 0 | 0 | 0 | 0 | - | 0 | 0 | 0 | 0 | 0 | 0 | 125 | - | Active
| 1 | 2 | 7.2.1 | GROUND ROD CLAMP - 19mm (3/4") Rod to 240sqmm Bare Copper | - | EARTHING & LIGHTNING PROTECTION SYSTEM | 0 | 0 | 0 | 0 | 0 | 0 | 0 | 0 | 0 | 0 | 0 | - | 0 | 0 | 0 | 0 | 0 | 0 | 0 | - | Inactive
| 1 | 2 | 7.2.2 | GROUND ROD CLAMP - 19mm (3/4") Rod to 185sqmm Bare Copper | - | EARTHING & LIGHTNING PROTECTION SYSTEM | 4 | 0 | 0 | 0 | 0 | 0 | 0 | 0 | 0 | 0 | 0 | MP23 | 7 | 0.25012 | 1 | 1.7509 | 7.0035 | 1.0005 | 4 | K.02 | Active
| 1 | 2 | 7.2.3 | GROUND ROD CLAMP - 19mm (3/4") Rod to 95sqmm Bare Copper | - | EARTHING & LIGHTNING PROTECTION SYSTEM | 121 | 0 | 0 | 0 | 0 | 0 | 0 | 0 | 0 | 0 | 0 | MP23 | 7 | 0.25012 | 1 | 1.7509 | 211.8555 | 30.2651 | 121 | K.02 | Active
| 1 | 2 | 7.2.4 | GROUND ROD CLAMP - 19mm (3/4") Rod to 70sqmm Bare Copper | - | EARTHING & LIGHTNING PROTECTION SYSTEM | 0 | 0 | 0 | 0 | 0 | 0 | 0 | 0 | 0 | 0 | 0 | - | 0 | 0 | 0 | 0 | 0 | 0 | 0 | - | Inactive
| 1 | 1 | 7.3 | CONCRETE INSPECTION PIT COVER - 250mm X 250mm X 6t | - | EARTHING & LIGHTNING PROTECTION SYSTEM | 29 | 0 | 0 | 0 | 0 | 0 | 0 | 0 | 0 | 0 | 0 | MP23 | 7 | 0.25012 | 1 | 1.7509 | 50.7753 | 7.2536 | 29 | K.02 | Active
| 0 | 1 | 7.4 | GROUND BAR(for Safety) | - | EARTHING & LIGHTNING PROTECTION SYSTEM | 0 | 0 | 0 | 0 | 0 | 0 | 0 | 0 | 0 | 0 | 0 | - | 0 | 0 | 0 | 0 | 0 | 0 | 36 | - | Active
| 1 | 2 | 7.4.1 | GROUND BAR(for Safety) - 450mmW x 80mmH x 6mmTHK (ED-13) | - | EARTHING & LIGHTNING PROTECTION SYSTEM | 36 | 0 | 102493.1529 | 25704.3853 | 12574.0909 | 0 | 3689753.5055 | 925357.8709 | 452667.2707 | 5067778.6471 | 69.477 | MP23 | 7 | 0.025714 | 1 | 0.18 | 6.48 | 0.92571 | 36 | K.11 | Active
| 1 | 1 | 7.5 | GROUND BAR(for Clean) (ED-14) - 450mmW x 80mmH x 6mmTHK | - | EARTHING & LIGHTNING PROTECTION SYSTEM | 29 | 0 | 102493.1529 | 25704.3853 | 12574.0909 | 0 | 2972301.435 | 745427.1738 | 364648.6347 | 4082377.2435 | 55.9676 | MP23 | 7 | 0.025714 | 1 | 0.18 | 5.22 | 0.74571 | 29 | K.11 | Active
| 0 | 1 | 7.6 | COMPRESSION SPLICE | - | EARTHING & LIGHTNING PROTECTION SYSTEM | 0 | 0 | 0 | 0 | 0 | 0 | 0 | 0 | 0 | 0 | 0 | - | 0 | 0 | 0 | 0 | 0 | 0 | 0 | - | Inactive
| 1 | 2 | 7.6.1 | COMPRESSION SPLICE - 240 Sqmm | - | EARTHING & LIGHTNING PROTECTION SYSTEM | 0 | 0 | 0 | 0 | 0 | 0 | 0 | 0 | 0 | 0 | 0 | - | 0 | 0 | 0 | 0 | 0 | 0 | 0 | - | Inactive
| 1 | 2 | 7.6.2 | COMPRESSION SPLICE - 95 Sqmm | - | EARTHING & LIGHTNING PROTECTION SYSTEM | 0 | 0 | 0 | 0 | 0 | 0 | 0 | 0 | 0 | 0 | 0 | - | 0 | 0 | 0 | 0 | 0 | 0 | 0 | - | Inactive
| 1 | 2 | 7.6.3 | COMPRESSION SPLICE - 70 Sqmm | - | EARTHING & LIGHTNING PROTECTION SYSTEM | 0 | 0 | 0 | 0 | 0 | 0 | 0 | 0 | 0 | 0 | 0 | - | 0 | 0 | 0 | 0 | 0 | 0 | 0 | - | Inactive
| 1 | 2 | 7.6.4 | COMPRESSION SPLICE - 35 Sqmm | - | EARTHING & LIGHTNING PROTECTION SYSTEM | 0 | 0 | 0 | 0 | 0 | 0 | 0 | 0 | 0 | 0 | 0 | - | 0 | 0 | 0 | 0 | 0 | 0 | 0 | - | Inactive
| 1 | 2 | 7.6.5 | COMPRESSION SPLICE - 25 Sqmm | - | EARTHING & LIGHTNING PROTECTION SYSTEM | 0 | 0 | 0 | 0 | 0 | 0 | 0 | 0 | 0 | 0 | 0 | - | 0 | 0 | 0 | 0 | 0 | 0 | 0 | - | Inactive
| 1 | 2 | 7.6.6 | COMPRESSION SPLICE - 16 Sqmm | - | EARTHING & LIGHTNING PROTECTION SYSTEM | 0 | 0 | 0 | 0 | 0 | 0 | 0 | 0 | 0 | 0 | 0 | - | 0 | 0 | 0 | 0 | 0 | 0 | 0 | - | Inactive
| 1 | 2 | 7.6.7 | COMPRESSION SPLICE - 4 Sqmm | - | EARTHING & LIGHTNING PROTECTION SYSTEM | 0 | 0 | 0 | 0 | 0 | 0 | 0 | 0 | 0 | 0 | 0 | - | 0 | 0 | 0 | 0 | 0 | 0 | 0 | - | Inactive
| 0 | 1 | 7.7 | CABLE COMPRESSION "C" CONNECTOR | - | EARTHING & LIGHTNING PROTECTION SYSTEM | 0 | 0 | 0 | 0 | 0 | 0 | 0 | 0 | 0 | 0 | 0 | - | 0 | 0 | 0 | 0 | 0 | 0 | 241 | - | Active
| 1 | 2 | 7.7.1 | CABLE COMPRESSION "C" CONNECTOR - 240 Sqmm - 70 Sqmm | - | EARTHING & LIGHTNING PROTECTION SYSTEM | 6 | 0 | 0 | 0 | 0 | 0 | 1461977.3551 | 366651.2319 | 179358.7299 | 2007987.3169 | 27.5286 | MP23 | 7 | 0.25012 | 1 | 1.7509 | 10.5052 | 1.5007 | 6 | K.03.01 | Active
| 1 | 2 | 7.7.2 | CABLE COMPRESSION "C" CONNECTOR - 185 Sqmm - 185 Sqmm | - | EARTHING & LIGHTNING PROTECTION SYSTEM | 0 | 0 | 0 | 0 | 0 | 0 | 0 | 0 | 0 | 0 | 0 | - | 0 | 0 | 0 | 0 | 0 | 0 | 0 | - | Inactive
| 1 | 2 | 7.7.3 | CABLE COMPRESSION "C" CONNECTOR - 185 Sqmm - 70 Sqmm | - | EARTHING & LIGHTNING PROTECTION SYSTEM | 0 | 0 | 0 | 0 | 0 | 0 | 0 | 0 | 0 | 0 | 0 | - | 0 | 0 | 0 | 0 | 0 | 0 | 0 | - | Inactive
| 1 | 2 | 7.7.4 | CABLE COMPRESSION "C" CONNECTOR - 185 Sqmm - 35 Sqmm | - | EARTHING & LIGHTNING PROTECTION SYSTEM | 0 | 0 | 0 | 0 | 0 | 0 | 0 | 0 | 0 | 0 | 0 | - | 0 | 0 | 0 | 0 | 0 | 0 | 0 | - | Inactive
| 1 | 2 | 7.7.5 | CABLE COMPRESSION "C" CONNECTOR - 95 Sqmm - 95 Sqmm | - | EARTHING & LIGHTNING PROTECTION SYSTEM | 8 | 0 | 87666.7315 | 21986.1409 | 10755.1972 | 0 | 701333.8519 | 175889.1271 | 86041.5777 | 963264.5566 | 13.206 | MP23 | 7 | 0.25012 | 1 | 1.7509 | 14.007 | 2.001 | 8 | K.03.02 | Active
| 1 | 2 | 7.7.6 | CABLE COMPRESSION "C" CONNECTOR - 95 Sqmm - 70 Sqmm | - | EARTHING & LIGHTNING PROTECTION SYSTEM | 143 | 0 | 0 | 0 | 0 | 0 | 12536342.6022 | 3144018.147 | 1537993.2006 | 17218353.9498 | 236.0566 | MP23 | 7 | 0.25012 | 1 | 1.7509 | 250.3747 | 35.7678 | 143 | K.03.02 | Active
| 1 | 2 | 7.7.7 | CABLE COMPRESSION "C" CONNECTOR - 95 Sqmm - 35 Sqmm | - | EARTHING & LIGHTNING PROTECTION SYSTEM | 28 | 0 | 87666.7315 | 21986.1409 | 10755.1972 | 0 | 2454668.4815 | 615611.9449 | 301145.5218 | 3371425.9482 | 46.2209 | MP23 | 7 | 0.25012 | 1 | 1.7509 | 49.0244 | 7.0035 | 28 | K.03.02 | Active
| 1 | 2 | 7.7.8 | CABLE COMPRESSION "C" CONNECTOR - 95 Sqmm - 25 Sqmm | - | EARTHING & LIGHTNING PROTECTION SYSTEM | 0 | 0 | 0 | 0 | 0 | 0 | 0 | 0 | 0 | 0 | 0 | - | 0 | 0 | 0 | 0 | 0 | 0 | 0 | - | Inactive
| 1 | 2 | 7.7.9 | CABLE COMPRESSION "C" CONNECTOR - 70 Sqmm - 70 Sqmm | - | EARTHING & LIGHTNING PROTECTION SYSTEM | 17 | 0 | 86377.9085 | 21662.8153 | 10597.0325 | 0 | 1468424.4443 | 368267.8599 | 180149.5532 | 2016841.8574 | 27.65 | MP23 | 7 | 0.25012 | 1 | 1.7509 | 29.7648 | 4.2521 | 17 | K.03.03 | Active
| 1 | 2 | 7.7.10 | CABLE COMPRESSION "C" CONNECTOR - 70 Sqmm - 35 Sqmm | - | EARTHING & LIGHTNING PROTECTION SYSTEM | 39 | 0 | 86377.9085 | 21662.8153 | 10597.0325 | 0 | 3368738.4311 | 844849.7962 | 413284.2691 | 4626872.4964 | 63.4323 | MP23 | 7 | 0.25012 | 1 | 1.7509 | 68.284 | 9.7549 | 39 | K.03.03 | Active
| 1 | 2 | 7.7.11 | CABLE COMPRESSION "C" CONNECTOR - 70 Sqmm - 25 Sqmm | - | EARTHING & LIGHTNING PROTECTION SYSTEM | 0 | 0 | 0 | 0 | 0 | 0 | 0 | 0 | 0 | 0 | 0 | - | 0 | 0 | 0 | 0 | 0 | 0 | 0 | - | Inactive
| 1 | 2 | 7.7.12 | CABLE COMPRESSION "C" CONNECTOR - 35 Sqmm - 35 Sqmm | - | EARTHING & LIGHTNING PROTECTION SYSTEM | 0 | 0 | 0 | 0 | 0 | 0 | 0 | 0 | 0 | 0 | 0 | - | 0 | 0 | 0 | 0 | 0 | 0 | 0 | - | Inactive
| 1 | 2 | 7.7.13 | CABLE COMPRESSION "C" CONNECTOR - 35 Sqmm - 25 Sqmm | - | EARTHING & LIGHTNING PROTECTION SYSTEM | 0 | 0 | 0 | 0 | 0 | 0 | 0 | 0 | 0 | 0 | 0 | - | 0 | 0 | 0 | 0 | 0 | 0 | 0 | - | Inactive
| 1 | 2 | 7.7.14 | CABLE COMPRESSION "C" CONNECTOR - 35 Sqmm - 16 Sqmm | - | EARTHING & LIGHTNING PROTECTION SYSTEM | 0 | 0 | 0 | 0 | 0 | 0 | 0 | 0 | 0 | 0 | 0 | - | 0 | 0 | 0 | 0 | 0 | 0 | 0 | - | Inactive
| 1 | 2 | 7.7.15 | CABLE COMPRESSION "C" CONNECTOR - 25 Sqmm - 25 Sqmm | - | EARTHING & LIGHTNING PROTECTION SYSTEM | 0 | 0 | 0 | 0 | 0 | 0 | 0 | 0 | 0 | 0 | 0 | - | 0 | 0 | 0 | 0 | 0 | 0 | 0 | - | Inactive
| 1 | 2 | 7.7.16 | CABLE COMPRESSION "C" CONNECTOR - 16 Sqmm - 16 Sqmm | - | EARTHING & LIGHTNING PROTECTION SYSTEM | 0 | 0 | 0 | 0 | 0 | 0 | 0 | 0 | 0 | 0 | 0 | - | 0 | 0 | 0 | 0 | 0 | 0 | 0 | - | Inactive
| 1 | 2 | 7.7.17 | CABLE COMPRESSION "C" CONNECTOR - 16 Sqmm - 2.5 Sqmm | - | EARTHING & LIGHTNING PROTECTION SYSTEM | 0 | 0 | 0 | 0 | 0 | 0 | 0 | 0 | 0 | 0 | 0 | - | 0 | 0 | 0 | 0 | 0 | 0 | 0 | - | Inactive
| 0 | 1 | 7.8 | CABLE CONNECTOR (THERMOWELD TYPE) | - | EARTHING & LIGHTNING PROTECTION SYSTEM | 0 | 0 | 0 | 0 | 0 | 0 | 0 | 0 | 0 | 0 | 0 | - | 0 | 0 | 0 | 0 | 0 | 0 | 2142 | - | Active
| 0 | 2 | 7.8.1 | Thermoweld Mold | - | EARTHING & LIGHTNING PROTECTION SYSTEM | 0 | 0 | 0 | 0 | 0 | 0 | 0 | 0 | 0 | 0 | 0 | - | 0 | 0 | 0 | 0 | 0 | 0 | 2063 | - | Active
| 1 | 3 | 7.8.1.1 | - "T" Type | - | EARTHING & LIGHTNING PROTECTION SYSTEM | 0 | 0 | 0 | 0 | 0 | 0 | 0 | 0 | 0 | 0 | 0 | - | 0 | 0 | 0 | 0 | 0 | 0 | 0 | - | Inactive
| 1 | 3 | 7.8.1.2 | - "T" Type - 240 Sqmm - 240 Sqmm | - | EARTHING & LIGHTNING PROTECTION SYSTEM | 0 | 0 | 0 | 0 | 0 | 0 | 0 | 0 | 0 | 0 | 0 | - | 0 | 0 | 0 | 0 | 0 | 0 | 0 | - | Inactive
| 1 | 3 | 7.8.1.3 | - "T" Type - 240 Sqmm - 185 Sqmm | - | EARTHING & LIGHTNING PROTECTION SYSTEM | 0 | 0 | 0 | 0 | 0 | 0 | 0 | 0 | 0 | 0 | 0 | - | 0 | 0 | 0 | 0 | 0 | 0 | 0 | - | Inactive
| 1 | 3 | 7.8.1.4 | - "T" Type - 185 Sqmm - 185 Sqmm | - | EARTHING & LIGHTNING PROTECTION SYSTEM | 0 | 0 | 0 | 0 | 0 | 0 | 0 | 0 | 0 | 0 | 0 | - | 0 | 0 | 0 | 0 | 0 | 0 | 0 | - | Inactive
| 1 | 3 | 7.8.1.5 | - "T" Type - 185 Sqmm - 95 Sqmm | - | EARTHING & LIGHTNING PROTECTION SYSTEM | 41 | 0 | 87666.7315 | 21986.1409 | 10755.1972 | 0 | 3594335.9908 | 901431.7764 | 440963.0855 | 4936730.8527 | 67.6806 | MP23 | 7 | 0.25012 | 1 | 1.7509 | 71.7858 | 10.2551 | 41 | K.04.01 | Active
| 1 | 3 | 7.8.1.6 | - "T" Type - 185 Sqmm - 70 Sqmm | - | EARTHING & LIGHTNING PROTECTION SYSTEM | 1 | 0 | 87666.7315 | 21986.1409 | 10755.1972 | 0 | 87666.7315 | 21986.1409 | 10755.1972 | 120408.0696 | 1.6507 | MP23 | 7 | 0.25012 | 1 | 1.7509 | 1.7509 | 0.25012 | 1 | K.04.01 | Active
| 1 | 3 | 7.8.1.7 | - "T" Type - 185 Sqmm - 35 Sqmm | - | EARTHING & LIGHTNING PROTECTION SYSTEM | 14 | 0 | 87666.7315 | 21986.1409 | 10755.1972 | 0 | 1227334.2408 | 307805.9724 | 150572.7609 | 1685712.9741 | 23.1104 | MP23 | 7 | 0.25012 | 1 | 1.7509 | 24.5122 | 3.5017 | 14 | K.04.01 | Active
| 1 | 3 | 7.8.1.8 | - "T" Type - 95 Sqmm - 95 Sqmm | - | EARTHING & LIGHTNING PROTECTION SYSTEM | 103 | 0 | 87666.7315 | 21986.1409 | 10755.1972 | 0 | 9029673.3428 | 2264572.5115 | 1107785.3123 | 12402031.1666 | 170.0268 | MP23 | 7 | 0.25012 | 1 | 1.7509 | 180.3398 | 25.7628 | 103 | K.04.02 | Active
| 1 | 3 | 7.8.1.9 | - "T" Type - 95 Sqmm - 70 Sqmm | - | EARTHING & LIGHTNING PROTECTION SYSTEM | 1628 | 0 | 87666.7315 | 21986.1409 | 10755.1972 | 0 | 142721438.8556 | 35793437.3658 | 17509461.0528 | 196024337.2742 | 2687.4138 | MP23 | 7 | 0.25012 | 1 | 1.7509 | 2850.4197 | 407.2028 | 1628 | K.04.02 | Active
| 1 | 3 | 7.8.1.10 | - "T" Type - 95 Sqmm - 35 Sqmm | - | EARTHING & LIGHTNING PROTECTION SYSTEM | 185 | 0 | 87666.7315 | 21986.1409 | 10755.1972 | 0 | 16218345.3245 | 4067436.0643 | 1989711.4833 | 22275492.8721 | 305.3879 | MP23 | 7 | 0.25012 | 1 | 1.7509 | 323.9113 | 46.273 | 185 | K.04.02 | Active
| 1 | 3 | 7.8.1.11 | - "T" Type - 95 Sqmm - 25 Sqmm | - | EARTHING & LIGHTNING PROTECTION SYSTEM | 67 | 0 | 87666.7315 | 21986.1409 | 10755.1972 | 0 | 5873671.0094 | 1473071.4395 | 720598.2129 | 8067340.6618 | 110.6 | MP23 | 7 | 0.25012 | 1 | 1.7509 | 117.3084 | 16.7583 | 67 | K.04.02 | Active
| 1 | 3 | 7.8.1.12 | - "T" Type - 70 Sqmm - 70 Sqmm | - | EARTHING & LIGHTNING PROTECTION SYSTEM | 0 | 0 | 0 | 0 | 0 | 0 | 0 | 0 | 0 | 0 | 0 | - | 0 | 0 | 0 | 0 | 0 | 0 | 0 | - | Inactive
| 1 | 3 | 7.8.1.13 | - "T" Type - 70 Sqmm - 35 Sqmm | - | EARTHING & LIGHTNING PROTECTION SYSTEM | 0 | 0 | 0 | 0 | 0 | 0 | 0 | 0 | 0 | 0 | 0 | - | 0 | 0 | 0 | 0 | 0 | 0 | 0 | - | Inactive
| 1 | 3 | 7.8.1.14 | - "T" Type - 70 Sqmm - 25 Sqmm | - | EARTHING & LIGHTNING PROTECTION SYSTEM | 0 | 0 | 0 | 0 | 0 | 0 | 0 | 0 | 0 | 0 | 0 | - | 0 | 0 | 0 | 0 | 0 | 0 | 0 | - | Inactive
| 1 | 3 | 7.8.1.15 | - "X" Type | - | EARTHING & LIGHTNING PROTECTION SYSTEM | 0 | 0 | 0 | 0 | 0 | 0 | 0 | 0 | 0 | 0 | 0 | - | 0 | 0 | 0 | 0 | 0 | 0 | 0 | - | Inactive
| 1 | 3 | 7.8.1.16 | - "X" Type - 240 Sqmm - 240 Sqmm | - | EARTHING & LIGHTNING PROTECTION SYSTEM | 0 | 0 | 0 | 0 | 0 | 0 | 0 | 0 | 0 | 0 | 0 | - | 0 | 0 | 0 | 0 | 0 | 0 | 0 | - | Inactive
| 1 | 3 | 7.8.1.17 | - "X" Type - 185 Sqmm - 185 Sqmm | - | EARTHING & LIGHTNING PROTECTION SYSTEM | 0 | 0 | 0 | 0 | 0 | 0 | 0 | 0 | 0 | 0 | 0 | - | 0 | 0 | 0 | 0 | 0 | 0 | 0 | - | Inactive
| 1 | 3 | 7.8.1.18 | - "X" Type - 95 Sqmm - 95 Sqmm | - | EARTHING & LIGHTNING PROTECTION SYSTEM | 24 | 0 | 87666.7315 | 21986.1409 | 10755.1972 | 0 | 2104001.5556 | 527667.3813 | 258124.733 | 2889793.6699 | 39.6179 | MP23 | 7 | 0.25012 | 1 | 1.7509 | 42.0209 | 6.003 | 24 | K.04.02 | Active
| 1 | 3 | 7.8.1.19 | - "X" Type - 70 Sqmm - 70 Sqmm | - | EARTHING & LIGHTNING PROTECTION SYSTEM | 0 | 0 | 0 | 0 | 0 | 0 | 0 | 0 | 0 | 0 | 0 | - | 0 | 0 | 0 | 0 | 0 | 0 | 0 | - | Inactive
| 1 | 3 | 7.8.1.20 | - Straight Type | - | EARTHING & LIGHTNING PROTECTION SYSTEM | 0 | 0 | 0 | 0 | 0 | 0 | 0 | 0 | 0 | 0 | 0 | - | 0 | 0 | 0 | 0 | 0 | 0 | 0 | - | Inactive
| 1 | 3 | 7.8.1.21 | - Straight Type - 240 Sqmm - 240 Sqmm | - | EARTHING & LIGHTNING PROTECTION SYSTEM | 0 | 0 | 0 | 0 | 0 | 0 | 0 | 0 | 0 | 0 | 0 | - | 0 | 0 | 0 | 0 | 0 | 0 | 0 | - | Inactive
| 1 | 3 | 7.8.1.22 | - Straight Type - 95 Sqmm - 70 Sqmm | - | EARTHING & LIGHTNING PROTECTION SYSTEM | 0 | 0 | 0 | 0 | 0 | 0 | 0 | 0 | 0 | 0 | 0 | - | 0 | 0 | 0 | 0 | 0 | 0 | 0 | - | Inactive
| 1 | 3 | 7.8.1.23 | - Straight Type - 70 Sqmm - 70 Sqmm | - | EARTHING & LIGHTNING PROTECTION SYSTEM | 0 | 0 | 0 | 0 | 0 | 0 | 0 | 0 | 0 | 0 | 0 | - | 0 | 0 | 0 | 0 | 0 | 0 | 0 | - | Inactive
| 1 | 3 | 7.8.1.24 | - Straight Type - Rod - 240 Sqmm | - | EARTHING & LIGHTNING PROTECTION SYSTEM | 0 | 0 | 0 | 0 | 0 | 0 | 0 | 0 | 0 | 0 | 0 | - | 0 | 0 | 0 | 0 | 0 | 0 | 0 | - | Inactive
| 1 | 3 | 7.8.1.25 | - Straight Type - Rod - 70 Sqmm | - | EARTHING & LIGHTNING PROTECTION SYSTEM | 0 | 0 | 0 | 0 | 0 | 0 | 0 | 0 | 0 | 0 | 0 | - | 0 | 0 | 0 | 0 | 0 | 0 | 0 | - | Inactive
| 1 | 3 | 7.8.1.26 | - Elbow Type | - | EARTHING & LIGHTNING PROTECTION SYSTEM | 0 | 0 | 0 | 0 | 0 | 0 | 0 | 0 | 0 | 0 | 0 | - | 0 | 0 | 0 | 0 | 0 | 0 | 0 | - | Inactive
| 1 | 3 | 7.8.1.27 | - Elbow Type - Rod - 240 Sqmm | - | EARTHING & LIGHTNING PROTECTION SYSTEM | 0 | 0 | 0 | 0 | 0 | 0 | 0 | 0 | 0 | 0 | 0 | - | 0 | 0 | 0 | 0 | 0 | 0 | 0 | - | Inactive
| 1 | 3 | 7.8.1.28 | - Elbow Type - Rod - 70 Sqmm | - | EARTHING & LIGHTNING PROTECTION SYSTEM | 0 | 0 | 0 | 0 | 0 | 0 | 0 | 0 | 0 | 0 | 0 | - | 0 | 0 | 0 | 0 | 0 | 0 | 0 | - | Inactive
| 0 | 2 | 7.8.2 | Thermoweld Powder | - | EARTHING & LIGHTNING PROTECTION SYSTEM | 0 | 0 | 0 | 0 | 0 | 0 | 0 | 0 | 0 | 0 | 0 | - | 0 | 0 | 0 | 0 | 0 | 0 | 79 | - | Active
| 1 | 3 | 7.8.2.1 | - "T" Type | - | EARTHING & LIGHTNING PROTECTION SYSTEM | 0 | 0 | 0 | 0 | 0 | 0 | 0 | 0 | 0 | 0 | 0 | - | 0 | 0 | 0 | 0 | 0 | 0 | 0 | - | Inactive
| 1 | 3 | 7.8.2.2 | - "T" Type - 240 Sqmm - 240 Sqmm | - | EARTHING & LIGHTNING PROTECTION SYSTEM | 0 | 0 | 0 | 0 | 0 | 0 | 0 | 0 | 0 | 0 | 0 | - | 0 | 0 | 0 | 0 | 0 | 0 | 0 | - | Inactive
| 1 | 3 | 7.8.2.3 | - "T" Type - 240 Sqmm - 185 Sqmm | - | EARTHING & LIGHTNING PROTECTION SYSTEM | 0 | 0 | 0 | 0 | 0 | 0 | 0 | 0 | 0 | 0 | 0 | - | 0 | 0 | 0 | 0 | 0 | 0 | 0 | - | Inactive
| 1 | 3 | 7.8.2.4 | - "T" Type - 185 Sqmm - 185 Sqmm | - | EARTHING & LIGHTNING PROTECTION SYSTEM | 0 | 0 | 0 | 0 | 0 | 0 | 0 | 0 | 0 | 0 | 0 | - | 0 | 0 | 0 | 0 | 0 | 0 | 0 | - | Inactive
| 1 | 3 | 7.8.2.5 | - "T" Type - 185 Sqmm - 95 Sqmm | - | EARTHING & LIGHTNING PROTECTION SYSTEM | 0 | 0 | 0 | 0 | 0 | 0 | 0 | 0 | 0 | 0 | 0 | - | 0 | 0 | 0 | 0 | 0 | 0 | 0 | - | Inactive
| 1 | 3 | 7.8.2.6 | - "T" Type - 185 Sqmm - 70 Sqmm | - | EARTHING & LIGHTNING PROTECTION SYSTEM | 0 | 0 | 0 | 0 | 0 | 0 | 0 | 0 | 0 | 0 | 0 | - | 0 | 0 | 0 | 0 | 0 | 0 | 0 | - | Inactive
| 1 | 3 | 7.8.2.7 | - "T" Type - 185 Sqmm - 35 Sqmm | - | EARTHING & LIGHTNING PROTECTION SYSTEM | 0 | 0 | 0 | 0 | 0 | 0 | 0 | 0 | 0 | 0 | 0 | - | 0 | 0 | 0 | 0 | 0 | 0 | 0 | - | Inactive
| 1 | 3 | 7.8.2.8 | - "T" Type - 95 Sqmm - 95 Sqmm | - | EARTHING & LIGHTNING PROTECTION SYSTEM | 1 | 0 | 0 | 0 | 0 | 0 | 0 | 0 | 0 | 0 | 0 | MP23 | 7 | 0.12857 | 1 | 0.9 | 0.9 | 0.12857 | 1 | K.05 | Active
| 1 | 3 | 7.8.2.9 | - "T" Type - 95 Sqmm - 70 Sqmm | - | EARTHING & LIGHTNING PROTECTION SYSTEM | 74 | 0 | 0 | 0 | 0 | 0 | 0 | 0 | 0 | 0 | 0 | MP23 | 7 | 0.12857 | 1 | 0.9 | 66.6 | 9.5143 | 74 | K.05 | Active
| 1 | 3 | 7.8.2.10 | - "T" Type - 95 Sqmm - 35 Sqmm | - | EARTHING & LIGHTNING PROTECTION SYSTEM | 2 | 0 | 0 | 0 | 0 | 0 | 0 | 0 | 0 | 0 | 0 | MP23 | 7 | 0.12857 | 1 | 0.9 | 1.8 | 0.25714 | 2 | K.05 | Active
| 1 | 3 | 7.8.2.11 | - "T" Type - 95 Sqmm - 25 Sqmm | - | EARTHING & LIGHTNING PROTECTION SYSTEM | 0 | 0 | 0 | 0 | 0 | 0 | 0 | 0 | 0 | 0 | 0 | - | 0 | 0 | 0 | 0 | 0 | 0 | 0 | - | Inactive
| 1 | 3 | 7.8.2.12 | - "X" Type | - | EARTHING & LIGHTNING PROTECTION SYSTEM | 0 | 0 | 0 | 0 | 0 | 0 | 0 | 0 | 0 | 0 | 0 | - | 0 | 0 | 0 | 0 | 0 | 0 | 0 | - | Inactive
| 1 | 3 | 7.8.2.13 | - "X" Type - 240 Sqmm - 240 Sqmm | - | EARTHING & LIGHTNING PROTECTION SYSTEM | 0 | 0 | 0 | 0 | 0 | 0 | 0 | 0 | 0 | 0 | 0 | - | 0 | 0 | 0 | 0 | 0 | 0 | 0 | - | Inactive
| 1 | 3 | 7.8.2.14 | - "X" Type - 185 Sqmm - 185 Sqmm | - | EARTHING & LIGHTNING PROTECTION SYSTEM | 0 | 0 | 0 | 0 | 0 | 0 | 0 | 0 | 0 | 0 | 0 | - | 0 | 0 | 0 | 0 | 0 | 0 | 0 | - | Inactive
| 1 | 3 | 7.8.2.15 | - "X" Type - 95 Sqmm - 95 Sqmm | - | EARTHING & LIGHTNING PROTECTION SYSTEM | 2 | 0 | 0 | 0 | 0 | 0 | 0 | 0 | 0 | 0 | 0 | MP23 | 7 | 0.12857 | 1 | 0.9 | 1.8 | 0.25714 | 2 | K.05 | Active
| 1 | 3 | 7.8.2.16 | - "X" Type - 95 Sqmm - 70 Sqmm | - | EARTHING & LIGHTNING PROTECTION SYSTEM | 0 | 0 | 0 | 0 | 0 | 0 | 0 | 0 | 0 | 0 | 0 | - | 0 | 0 | 0 | 0 | 0 | 0 | 0 | - | Inactive
| 1 | 3 | 7.8.2.17 | - Straight Type | - | EARTHING & LIGHTNING PROTECTION SYSTEM | 0 | 0 | 0 | 0 | 0 | 0 | 0 | 0 | 0 | 0 | 0 | - | 0 | 0 | 0 | 0 | 0 | 0 | 0 | - | Inactive
| 1 | 3 | 7.8.2.18 | - Straight Type - 240 Sqmm - 240 Sqmm | - | EARTHING & LIGHTNING PROTECTION SYSTEM | 0 | 0 | 0 | 0 | 0 | 0 | 0 | 0 | 0 | 0 | 0 | - | 0 | 0 | 0 | 0 | 0 | 0 | 0 | - | Inactive
| 1 | 3 | 7.8.2.19 | - Straight Type - 185 Sqmm - 185 Sqmm | - | EARTHING & LIGHTNING PROTECTION SYSTEM | 0 | 0 | 0 | 0 | 0 | 0 | 0 | 0 | 0 | 0 | 0 | - | 0 | 0 | 0 | 0 | 0 | 0 | 0 | - | Inactive
| 1 | 3 | 7.8.2.20 | - Straight Type - 185 Sqmm - 70 Sqmm | - | EARTHING & LIGHTNING PROTECTION SYSTEM | 0 | 0 | 0 | 0 | 0 | 0 | 0 | 0 | 0 | 0 | 0 | - | 0 | 0 | 0 | 0 | 0 | 0 | 0 | - | Inactive
| 1 | 3 | 7.8.2.21 | - Straight Type - 70 Sqmm - 70 Sqmm | - | EARTHING & LIGHTNING PROTECTION SYSTEM | 0 | 0 | 0 | 0 | 0 | 0 | 0 | 0 | 0 | 0 | 0 | - | 0 | 0 | 0 | 0 | 0 | 0 | 0 | - | Inactive
| 1 | 3 | 7.8.2.22 | - Straight Type - Rod - 185 Sqmm | - | EARTHING & LIGHTNING PROTECTION SYSTEM | 0 | 0 | 0 | 0 | 0 | 0 | 0 | 0 | 0 | 0 | 0 | - | 0 | 0 | 0 | 0 | 0 | 0 | 0 | - | Inactive
| 1 | 3 | 7.8.2.23 | - Straight Type - Rod - 70 Sqmm | - | EARTHING & LIGHTNING PROTECTION SYSTEM | 0 | 0 | 0 | 0 | 0 | 0 | 0 | 0 | 0 | 0 | 0 | - | 0 | 0 | 0 | 0 | 0 | 0 | 0 | - | Inactive
| 1 | 3 | 7.8.2.24 | - Elbow Type | - | EARTHING & LIGHTNING PROTECTION SYSTEM | 0 | 0 | 0 | 0 | 0 | 0 | 0 | 0 | 0 | 0 | 0 | - | 0 | 0 | 0 | 0 | 0 | 0 | 0 | - | Inactive
| 1 | 3 | 7.8.2.25 | - Elbow Type - Rod - 185 Sqmm | - | EARTHING & LIGHTNING PROTECTION SYSTEM | 0 | 0 | 0 | 0 | 0 | 0 | 0 | 0 | 0 | 0 | 0 | - | 0 | 0 | 0 | 0 | 0 | 0 | 0 | - | Inactive
| 1 | 3 | 7.8.2.26 | - Elbow Type - Rod - 70 Sqmm | - | EARTHING & LIGHTNING PROTECTION SYSTEM | 0 | 0 | 0 | 0 | 0 | 0 | 0 | 0 | 0 | 0 | 0 | - | 0 | 0 | 0 | 0 | 0 | 0 | 0 | - | Inactive
| 0 | 1 | 7.9 | WELDING MATERIAL ACCESSORY | - | EARTHING & LIGHTNING PROTECTION SYSTEM | 0 | 0 | 0 | 0 | 0 | 0 | 0 | 0 | 0 | 0 | 0 | - | 0 | 0 | 0 | 0 | 0 | 0 | 2 | - | Active
| 1 | 2 | 7.9.1 | Flint Gun (1 Flint Gun per 20 Molds) | - | EARTHING & LIGHTNING PROTECTION SYSTEM | 0 | 0 | 0 | 0 | 0 | 0 | 0 | 0 | 0 | 0 | 0 | - | 0 | 0 | 0 | 0 | 0 | 0 | 0 | - | Inactive
| 1 | 2 | 7.9.2 | Thermal Weld Tool with box (Mold Cleaning Scrapper and brush, handle clamp for Termit weld Mold of Each type and so on) | - | EARTHING & LIGHTNING PROTECTION SYSTEM | 2 | 0 | 0 | 0 | 0 | 0 | 0 | 0 | 0 | 0 | 0 | MP23 | 7 | 0.12857 | 1 | 0.9 | 1.8 | 0.25714 | 2 | K.06 | Active
| 0 | 1 | 7.10 | GROUNDING LUG | - | EARTHING & LIGHTNING PROTECTION SYSTEM | 0 | 0 | 0 | 0 | 0 | 0 | 0 | 0 | 0 | 0 | 0 | - | 0 | 0 | 0 | 0 | 0 | 0 | 1762 | - | Active
| 0 | 2 | 7.10.1 | 1 Hole (ф 14), w/Bolt, Nut & Washer (M12) | - | EARTHING & LIGHTNING PROTECTION SYSTEM | 0 | 0 | 0 | 0 | 0 | 0 | 0 | 0 | 0 | 0 | 0 | - | 0 | 0 | 0 | 0 | 0 | 0 | 1740 | - | Active
| 1 | 3 | 7.10.1.1 | 1 Hole (ф 14), w/Bolt, Nut & Washer (M12) - Conductor Size 240 Sqmm | - | EARTHING & LIGHTNING PROTECTION SYSTEM | 8 | 0 | 267836.2549 | 67170.8937 | 32858.7091 | 0 | 2142690.0391 | 537367.1494 | 262869.6729 | 2942926.8614 | 40.3462 | MP23 | 7 | 0.25012 | 1 | 1.7509 | 14.007 | 2.001 | 8 | K.07.01 | Active
| 1 | 3 | 7.10.1.2 | 1 Hole (ф 14), w/Bolt, Nut & Washer (M12) - Conductor Size 95 Sqmm | - | EARTHING & LIGHTNING PROTECTION SYSTEM | 108 | 0 | 86377.9085 | 21662.8153 | 10597.0325 | 0 | 9328814.1169 | 2339584.051 | 1144479.5145 | 12812877.6824 | 175.6588 | MP23 | 7 | 0.25012 | 1 | 1.7509 | 189.0942 | 27.0135 | 108 | K.07.02 | Active
| 1 | 3 | 7.10.1.3 | 1 Hole (ф 14), w/Bolt, Nut & Washer (M12) - Conductor Size 70 Sqmm | - | EARTHING & LIGHTNING PROTECTION SYSTEM | 372 | 0 | 72841.3014 | 18267.8965 | 8936.3036 | 0 | 27096964.1352 | 6795657.488 | 3324304.9249 | 37216926.5481 | 510.226 | MP23 | 7 | 0.25012 | 1 | 1.7509 | 651.3244 | 93.0463 | 372 | K.07.02 | Active
| 1 | 3 | 7.10.1.4 | 1 Hole (ф 14), w/Bolt, Nut & Washer (M12) - Conductor Size 35 Sqmm | - | EARTHING & LIGHTNING PROTECTION SYSTEM | 349 | 0 | 58659.2915 | 14711.3149 | 7196.4922 | 0 | 20472092.7294 | 5134248.8858 | 2511575.7948 | 28117917.41 | 385.4855 | MP23 | 7 | 0.25012 | 1 | 1.7509 | 611.0543 | 87.2935 | 349 | K.07.03 | Active
| 1 | 3 | 7.10.1.5 | 1 Hole (ф 14), w/Bolt, Nut & Washer (M12) - Conductor Size 25 Sqmm | - | EARTHING & LIGHTNING PROTECTION SYSTEM | 594 | 0 | 43833.8614 | 10993.0704 | 5377.5986 | 0 | 26037313.6972 | 6529883.8438 | 3194293.5704 | 35761491.1114 | 490.2714 | MP23 | 7 | 0.25012 | 1 | 1.7509 | 1040.018 | 148.574 | 594 | K.07.03 | Active
| 1 | 3 | 7.10.1.6 | 1 Hole (ф 14), w/Bolt, Nut & Washer (M12) - Conductor Size 10 Sqmm | - | EARTHING & LIGHTNING PROTECTION SYSTEM | 309 | 0 | 21272.5192 | 5334.8724 | 2609.717 | 0 | 6573208.4403 | 1648475.5782 | 806402.5435 | 9028086.562 | 123.7695 | MP23 | 7 | 0.25012 | 1 | 1.7509 | 541.0195 | 77.2885 | 309 | K.07.03 | Active
| 1 | 3 | 7.10.1.7 | 1 Hole (ф 14), w/Bolt, Nut & Washer (M12) - Conductor Size 4 Sqmm | - | EARTHING & LIGHTNING PROTECTION SYSTEM | 0 | 0 | 0 | 0 | 0 | 0 | 0 | 0 | 0 | 0 | 0 | - | 0 | 0 | 0 | 0 | 0 | 0 | 0 | - | Inactive
| 1 | 3 | 7.10.1.8 | 1 Hole (ф 14), w/Bolt, Nut & Washer (M12) - Conductor Size 2.5 Sqmm | - | EARTHING & LIGHTNING PROTECTION SYSTEM | 0 | 0 | 0 | 0 | 0 | 0 | 0 | 0 | 0 | 0 | 0 | - | 0 | 0 | 0 | 0 | 0 | 0 | 0 | - | Inactive
| 0 | 2 | 7.10.2 | 1 Hole (ф 18), w/Bolt, Nut & Washer (M16) ( for re-bar ) | - | EARTHING & LIGHTNING PROTECTION SYSTEM | 0 | 0 | 0 | 0 | 0 | 0 | 0 | 0 | 0 | 0 | 0 | - | 0 | 0 | 0 | 0 | 0 | 0 | 22 | - | Active
| 1 | 3 | 7.10.2.1 | 1 Hole (ф 18), w/Bolt, Nut & Washer (M16) - Conductor Size 95 Sqmm | - | EARTHING & LIGHTNING PROTECTION SYSTEM | 22 | 0 | 58659.2915 | 14711.3149 | 7196.4922 | 0 | 1290504.4127 | 323648.9269 | 158322.8295 | 1772476.1691 | 24.2999 | MP23 | 7 | 0.25012 | 1 | 1.7509 | 38.5192 | 5.5027 | 22 | K.07.02 | Active
| 0 | 1 | 7.11 | EARTH PLATE | - | EARTHING & LIGHTNING PROTECTION SYSTEM | 0 | 0 | 0 | 0 | 0 | 0 | 0 | 0 | 0 | 0 | 0 | - | 0 | 0 | 0 | 0 | 0 | 0 | 206 | - | Active
| 1 | 2 | 7.11.1 | EARTH PLATE - SS304, 150 x76 x6t (14mm hole) | - | EARTHING & LIGHTNING PROTECTION SYSTEM | 184 | 0 | 0 | 0 | 0 | 0 | 0 | 0 | 0 | 0 | 0 | MP23 | 7 | 0.025714 | 1 | 0.18 | 33.12 | 4.7314 | 184 | K.08 | Active
| 1 | 2 | 7.11.2 | EARTH RE-BAR PLATE - 4 Hole Earthing Point, w/ 4 Bolt, 4 Flat Washer | - | EARTHING & LIGHTNING PROTECTION SYSTEM | 22 | 0 | 0 | 0 | 0 | 0 | 0 | 0 | 0 | 0 | 0 | MP23 | 7 | 0.025714 | 1 | 0.18 | 3.96 | 0.56571 | 22 | K.08 | Active
| 0 | 1 | 7.12 | Lightning AIR TERMINAL | - | EARTHING & LIGHTNING PROTECTION SYSTEM | 0 | 0 | 0 | 0 | 0 | 0 | 0 | 0 | 0 | 0 | 0 | - | 0 | 0 | 0 | 0 | 0 | 0 | 6 | - | Active
| 1 | 2 | 7.12.1 | AIR TERMINAL for Lightning Protection (ED-34) - 20mmD X 600mmL, Solid Copper | - | EARTHING & LIGHTNING PROTECTION SYSTEM | 6 | 0 | 568547.4102 | 142586.5902 | 69750.6172 | 0 | 3411284.4609 | 855519.541 | 418503.7031 | 4685307.705 | 64.2334 | MP23 | 7 | 1.0001 | 1 | 7.0008 | 42.0049 | 6.0007 | 6 | K.09.01 | Active
| 1 | 2 | 7.12.2 | AIR TERMINAL for Stanchion Mounted (ED-35) - 20mmD X 600mmL, Solid Copper | - | EARTHING & LIGHTNING PROTECTION SYSTEM | 0 | 0 | 0 | 0 | 0 | 0 | 0 | 0 | 0 | 0 | 0 | - | 0 | 0 | 0 | 0 | 0 | 0 | 0 | - | Inactive
| 1 | 2 | 7.12.3 | AIR TERMINAL for parapet (ED-36) - 20mmD X 600mmL, Solid Copper | - | EARTHING & LIGHTNING PROTECTION SYSTEM | 0 | 0 | 0 | 0 | 0 | 0 | 0 | 0 | 0 | 0 | 0 | - | 0 | 0 | 0 | 0 | 0 | 0 | 0 | - | Inactive
| 1 | 1 | 7.13 | JUNCTION CLAMP W/INSULATOR (FOR PARAPET, WALL & ROOF) | - | EARTHING & LIGHTNING PROTECTION SYSTEM | 0 | 0 | 0 | 0 | 0 | 0 | 0 | 0 | 0 | 0 | 0 | - | 0 | 0 | 0 | 0 | 0 | 0 | 0 | - | Inactive
| 1 | 1 | 7.14 | TEST CLAMP W/INSULATOR | - | EARTHING & LIGHTNING PROTECTION SYSTEM | 0 | 0 | 0 | 0 | 0 | 0 | 0 | 0 | 0 | 0 | 0 | - | 0 | 0 | 0 | 0 | 0 | 0 | 0 | - | Inactive
| 1 | 1 | 7.15 | SUPPORTING CLAMP FOR COPPER CONDUCTOR | - | EARTHING & LIGHTNING PROTECTION SYSTEM | 0 | 0 | 0 | 0 | 0 | 0 | 0 | 0 | 0 | 0 | 0 | - | 0 | 0 | 0 | 0 | 0 | 0 | 0 | - | Inactive
| 1 | 1 | 7.16 | M1-ADHESIVE | - | EARTHING & LIGHTNING PROTECTION SYSTEM | 330 | 0 | 0 | 0 | 0 | 0 | 0 | 0 | 0 | 0 | 0 | MP23 | 7 | 0.012857 | 1 | 0.09 | 29.7 | 4.2429 | 330 | K.09.02 | Active
| 1 | 1 | 7.17 | DISCONNECTING LINK | - | EARTHING & LIGHTNING PROTECTION SYSTEM | 10 | 0 | 0 | 0 | 0 | 0 | 0 | 0 | 0 | 0 | 0 | MP23 | 7 | 0.025714 | 1 | 0.18 | 1.8 | 0.25714 | 10 | K.09.03 | Active
| 1 | 1 | 7.18 | GROUND REEL (STATIC DISCHARGE RETRACTABLE REEL) with Interlock Function | - | EARTHING & LIGHTNING PROTECTION SYSTEM | 0 | 0 | 0 | 0 | 0 | 0 | 0 | 0 | 0 | 0 | 0 | - | 0 | 0 | 0 | 0 | 0 | 0 | 0 | - | Inactive
| 1 | 1 | 7.19 | PVC INSULATION TAPE | - | EARTHING & LIGHTNING PROTECTION SYSTEM | 0 | 0 | 0 | 0 | 0 | 0 | 0 | 0 | 0 | 0 | 0 | - | 0 | 0 | 0 | 0 | 0 | 0 | 0 | - | Inactive
| 0 | 1 | 7.20 | GROUND WIRE, FLEXIBLE COPPER BRAID | - | EARTHING & LIGHTNING PROTECTION SYSTEM | 0 | 0 | 0 | 0 | 0 | 0 | 0 | 0 | 0 | 0 | 0 | - | 0 | 0 | 0 | 0 | 0 | 0 | 11 | - | Active
| 1 | 2 | 7.20.1 | GROUND WIRE, FLEXIBLE COPPER BRAID - 35 Sqmm x 350mmL | - | EARTHING & LIGHTNING PROTECTION SYSTEM | 11 | 0 | 0 | 0 | 0 | 0 | 0 | 0 | 0 | 0 | 0 | MP23 | 7 | 0.025714 | 1 | 0.18 | 1.98 | 0.28286 | 11 | K.10 | Active
| 0 | 0 | 8 | Cable Termination & Splicing Kit | - | CABLE TERMINATION KIT | 0 | 0 | 0 | 0 | 0 | 0 | 0 | 0 | 0 | 0 | 0 | - | 0 | 0 | 0 | 0 | 0 | 0 | 100 | - | Active
| 0 | 1 | 8.1 | Cable Termination Kit | - | CABLE TERMINATION KIT | 0 | 0 | 0 | 0 | 0 | 0 | 0 | 0 | 0 | 0 | 0 | - | 0 | 0 | 0 | 0 | 0 | 0 | 100 | - | Active
| 0 | 2 | 8.1.1 | 33kV Termination Kits | - | CABLE TERMINATION KIT | 0 | 0 | 0 | 0 | 0 | 0 | 0 | 0 | 0 | 0 | 0 | - | 0 | 0 | 0 | 0 | 0 | 0 | 0 | - | Inactive
| 1 | 3 | 8.1.1.1 | 33kV Termination Kits - 1C - 150㎟ (Stud Bolt Size : M12) | - | CABLE TERMINATION KIT | 0 | 0 | 0 | 0 | 0 | 0 | 0 | 0 | 0 | 0 | 0 | - | 0 | 0 | 0 | 0 | 0 | 0 | 0 | - | Inactive
| 1 | 3 | 8.1.1.2 | 33kV Termination Kits - 1C - 185㎟ (Stud Bolt Size : M12) | - | CABLE TERMINATION KIT | 0 | 0 | 0 | 0 | 0 | 0 | 0 | 0 | 0 | 0 | 0 | - | 0 | 0 | 0 | 0 | 0 | 0 | 0 | - | Inactive
| 1 | 3 | 8.1.1.3 | 33kV Termination Kits - 1C - 240㎟ (Stud Bolt Size : M12) | - | CABLE TERMINATION KIT | 0 | 0 | 0 | 0 | 0 | 0 | 0 | 0 | 0 | 0 | 0 | - | 0 | 0 | 0 | 0 | 0 | 0 | 0 | - | Inactive
| 1 | 3 | 8.1.1.4 | 33kV Termination Kits - 1C - 300㎟ (Stud Bolt Size : M12) | - | CABLE TERMINATION KIT | 0 | 0 | 0 | 0 | 0 | 0 | 0 | 0 | 0 | 0 | 0 | - | 0 | 0 | 0 | 0 | 0 | 0 | 0 | - | Inactive
| 1 | 3 | 8.1.1.5 | 33kV Termination Kits - 1C - 400㎟ (Stud Bolt Size : M14) | - | CABLE TERMINATION KIT | 0 | 0 | 0 | 0 | 0 | 0 | 0 | 0 | 0 | 0 | 0 | - | 0 | 0 | 0 | 0 | 0 | 0 | 0 | - | Inactive
| 1 | 3 | 8.1.1.6 | 33kV Termination Kits - 1C - 500㎟ (Stud Bolt Size : M14) | - | CABLE TERMINATION KIT | 0 | 0 | 0 | 0 | 0 | 0 | 0 | 0 | 0 | 0 | 0 | - | 0 | 0 | 0 | 0 | 0 | 0 | 0 | - | Inactive
| 1 | 3 | 8.1.1.7 | 33kV Termination Kits - 1C - 630㎟ (Stud Bolt Size : M16) | - | CABLE TERMINATION KIT | 0 | 0 | 0 | 0 | 0 | 0 | 0 | 0 | 0 | 0 | 0 | - | 0 | 0 | 0 | 0 | 0 | 0 | 0 | - | Inactive
| 0 | 2 | 8.1.2 | Ditto But multi core cable | - | CABLE TERMINATION KIT | 0 | 0 | 0 | 0 | 0 | 0 | 0 | 0 | 0 | 0 | 0 | - | 0 | 0 | 0 | 0 | 0 | 0 | 0 | - | Inactive
| 1 | 3 | 8.1.2.1 | 33kV Termination Kits - 3C - 150㎟ (Stud Bolt Size : M12) | - | CABLE TERMINATION KIT | 0 | 0 | 0 | 0 | 0 | 0 | 0 | 0 | 0 | 0 | 0 | - | 0 | 0 | 0 | 0 | 0 | 0 | 0 | - | Inactive
| 1 | 3 | 8.1.2.2 | 33kV Termination Kits - 3C - 185㎟ (Stud Bolt Size : M12) | - | CABLE TERMINATION KIT | 0 | 0 | 0 | 0 | 0 | 0 | 0 | 0 | 0 | 0 | 0 | - | 0 | 0 | 0 | 0 | 0 | 0 | 0 | - | Inactive
| 1 | 3 | 8.1.2.3 | 33kV Termination Kits - 3C - 240㎟ (Stud Bolt Size : M12) | - | CABLE TERMINATION KIT | 0 | 0 | 0 | 0 | 0 | 0 | 0 | 0 | 0 | 0 | 0 | - | 0 | 0 | 0 | 0 | 0 | 0 | 0 | - | Inactive
| 0 | 2 | 8.1.3 | 11kV Termination Kits | - | CABLE TERMINATION KIT | 0 | 0 | 0 | 0 | 0 | 0 | 0 | 0 | 0 | 0 | 0 | - | 0 | 0 | 0 | 0 | 0 | 0 | 0 | - | Inactive
| 1 | 3 | 8.1.3.1 | 11kV Termination Kits - 1C - 185㎟ (Stud Bolt Size : M12) | - | CABLE TERMINATION KIT | 0 | 0 | 0 | 0 | 0 | 0 | 0 | 0 | 0 | 0 | 0 | - | 0 | 0 | 0 | 0 | 0 | 0 | 0 | - | Inactive
| 1 | 3 | 8.1.3.2 | 11kV Termination Kits - 1C - 240㎟ (Stud Bolt Size : M12) | - | CABLE TERMINATION KIT | 0 | 0 | 0 | 0 | 0 | 0 | 0 | 0 | 0 | 0 | 0 | - | 0 | 0 | 0 | 0 | 0 | 0 | 0 | - | Inactive
| 1 | 3 | 8.1.3.3 | 11kV Termination Kits - 1C - 300㎟ (Stud Bolt Size : M12) | - | CABLE TERMINATION KIT | 0 | 0 | 0 | 0 | 0 | 0 | 0 | 0 | 0 | 0 | 0 | - | 0 | 0 | 0 | 0 | 0 | 0 | 0 | - | Inactive
| 1 | 3 | 8.1.3.4 | 11kV Termination Kits - 1C - 400㎟ (Stud Bolt Size : M14) | - | CABLE TERMINATION KIT | 0 | 0 | 0 | 0 | 0 | 0 | 0 | 0 | 0 | 0 | 0 | - | 0 | 0 | 0 | 0 | 0 | 0 | 0 | - | Inactive
| 1 | 3 | 8.1.3.5 | 11kV Termination Kits - 1C - 500㎟ (Stud Bolt Size : M14) | - | CABLE TERMINATION KIT | 0 | 0 | 0 | 0 | 0 | 0 | 0 | 0 | 0 | 0 | 0 | - | 0 | 0 | 0 | 0 | 0 | 0 | 0 | - | Inactive
| 1 | 3 | 8.1.3.6 | 11kV Termination Kits - 1C - 630㎟ (Stud Bolt Size : M16) | - | CABLE TERMINATION KIT | 0 | 0 | 0 | 0 | 0 | 0 | 0 | 0 | 0 | 0 | 0 | - | 0 | 0 | 0 | 0 | 0 | 0 | 0 | - | Inactive
| 0 | 2 | 8.1.4 | 6.6kV Termination Kits | - | CABLE TERMINATION KIT | 0 | 0 | 0 | 0 | 0 | 0 | 0 | 0 | 0 | 0 | 0 | - | 0 | 0 | 0 | 0 | 0 | 0 | 4 | - | Active
| 1 | 3 | 8.1.4.1 | 6.6kV Termination Kits - 1C - 120㎟ (Stud Bolt Size : M12) | - | CABLE TERMINATION KIT | 0 | 0 | 0 | 0 | 0 | 0 | 0 | 0 | 0 | 0 | 0 | - | 0 | 0 | 0 | 0 | 0 | 0 | 0 | - | Inactive
| 1 | 3 | 8.1.4.2 | 6.6kV Termination Kits - 1C - 150㎟ (Stud Bolt Size : M12) | - | CABLE TERMINATION KIT | 0 | 0 | 0 | 0 | 0 | 0 | 0 | 0 | 0 | 0 | 0 | - | 0 | 0 | 0 | 0 | 0 | 0 | 0 | - | Inactive
| 1 | 3 | 8.1.4.3 | 6.6kV Termination Kits - 1C - 185㎟ (Stud Bolt Size : M12) | - | CABLE TERMINATION KIT | 0 | 0 | 0 | 0 | 0 | 0 | 0 | 0 | 0 | 0 | 0 | - | 0 | 0 | 0 | 0 | 0 | 0 | 0 | - | Inactive
| 1 | 3 | 8.1.4.4 | 6.6kV Termination Kits - 1C - 240㎟ (Stud Bolt Size : M12) | - | CABLE TERMINATION KIT | 2 | 0 | 1754631.3839 | 440046.1434 | 215262.1088 | 0 | 3509262.7678 | 880092.2867 | 430524.2176 | 4819879.2721 | 66.0784 | MP11 | 3 | 1 | 1 | 3.0001 | 6.0001 | 2 | 2 | L.01 | Active
| 1 | 3 | 8.1.4.5 | 6.6kV Termination Kits - 1C - 240㎟ (Stud Bolt Size : M12) For Transformer | - | CABLE TERMINATION KIT | 2 | 0 | 1754631.3839 | 440046.1434 | 215262.1088 | 0 | 3509262.7678 | 880092.2867 | 430524.2176 | 4819879.2721 | 66.0784 | MP11 | 3 | 1 | 1 | 3.0001 | 6.0001 | 2 | 2 | L.01 | Active
| 1 | 3 | 8.1.4.6 | 6.6kV Termination Kits - 1C - 300㎟ (Stud Bolt Size : M12) | - | CABLE TERMINATION KIT | 0 | 0 | 0 | 0 | 0 | 0 | 0 | 0 | 0 | 0 | 0 | - | 0 | 0 | 0 | 0 | 0 | 0 | 0 | - | Inactive
| 1 | 3 | 8.1.4.7 | 6.6kV Termination Kits - 1C - 400㎟ (Stud Bolt Size : M14) | - | CABLE TERMINATION KIT | 0 | 0 | 0 | 0 | 0 | 0 | 0 | 0 | 0 | 0 | 0 | - | 0 | 0 | 0 | 0 | 0 | 0 | 0 | - | Inactive
| 1 | 3 | 8.1.4.8 | 6.6kV Termination Kits - 1C - 500㎟ (Stud Bolt Size : M14) | - | CABLE TERMINATION KIT | 0 | 0 | 0 | 0 | 0 | 0 | 0 | 0 | 0 | 0 | 0 | - | 0 | 0 | 0 | 0 | 0 | 0 | 0 | - | Inactive
| 1 | 3 | 8.1.4.9 | 6.6kV Termination Kits - 1C - 630㎟ (Stud Bolt Size : M16) | - | CABLE TERMINATION KIT | 0 | 0 | 0 | 0 | 0 | 0 | 0 | 0 | 0 | 0 | 0 | - | 0 | 0 | 0 | 0 | 0 | 0 | 0 | - | Inactive
| 0 | 2 | 8.1.5 | 6.6kV Termination Kits (Short Type) | - | CABLE TERMINATION KIT | 0 | 0 | 0 | 0 | 0 | 0 | 0 | 0 | 0 | 0 | 0 | - | 0 | 0 | 0 | 0 | 0 | 0 | 0 | - | Inactive
| 1 | 3 | 8.1.5.1 | 6.6kV Termination Kits (Short Type) - 1C - 120㎟ (Stud Bolt Size : M12) | - | CABLE TERMINATION KIT | 0 | 0 | 0 | 0 | 0 | 0 | 0 | 0 | 0 | 0 | 0 | - | 0 | 0 | 0 | 0 | 0 | 0 | 0 | - | Inactive
| 1 | 3 | 8.1.5.2 | 6.6kV Termination Kits (Short Type) - 1C - 150㎟ (Stud Bolt Size : M12) | - | CABLE TERMINATION KIT | 0 | 0 | 0 | 0 | 0 | 0 | 0 | 0 | 0 | 0 | 0 | - | 0 | 0 | 0 | 0 | 0 | 0 | 0 | - | Inactive
| 1 | 3 | 8.1.5.3 | 6.6kV Termination Kits (Short Type) - 1C - 185㎟ (Stud Bolt Size : M12) | - | CABLE TERMINATION KIT | 0 | 0 | 0 | 0 | 0 | 0 | 0 | 0 | 0 | 0 | 0 | - | 0 | 0 | 0 | 0 | 0 | 0 | 0 | - | Inactive
| 1 | 3 | 8.1.5.4 | 6.6kV Termination Kits (Short Type) - 1C - 240㎟ (Stud Bolt Size : M12) | - | CABLE TERMINATION KIT | 0 | 0 | 0 | 0 | 0 | 0 | 0 | 0 | 0 | 0 | 0 | - | 0 | 0 | 0 | 0 | 0 | 0 | 0 | - | Inactive
| 1 | 3 | 8.1.5.5 | 6.6kV Termination Kits (Short Type) - 1C - 300㎟ (Stud Bolt Size : M12) | - | CABLE TERMINATION KIT | 0 | 0 | 0 | 0 | 0 | 0 | 0 | 0 | 0 | 0 | 0 | - | 0 | 0 | 0 | 0 | 0 | 0 | 0 | - | Inactive
| 1 | 3 | 8.1.5.6 | 6.6kV Termination Kits (Short Type) - 1C - 400㎟ (Stud Bolt Size : M14) | - | CABLE TERMINATION KIT | 0 | 0 | 0 | 0 | 0 | 0 | 0 | 0 | 0 | 0 | 0 | - | 0 | 0 | 0 | 0 | 0 | 0 | 0 | - | Inactive
| 1 | 3 | 8.1.5.7 | 6.6kV Termination Kits (Short Type) - 1C - 500㎟ (Stud Bolt Size : M14) | - | CABLE TERMINATION KIT | 0 | 0 | 0 | 0 | 0 | 0 | 0 | 0 | 0 | 0 | 0 | - | 0 | 0 | 0 | 0 | 0 | 0 | 0 | - | Inactive
| 1 | 3 | 8.1.5.8 | 6.6kV Termination Kits (Short Type) - 1C - 630㎟ (Stud Bolt Size : M16) | - | CABLE TERMINATION KIT | 0 | 0 | 0 | 0 | 0 | 0 | 0 | 0 | 0 | 0 | 0 | - | 0 | 0 | 0 | 0 | 0 | 0 | 0 | - | Inactive
| 0 | 2 | 8.1.6 | 6.6kV Termination Kits | - | CABLE TERMINATION KIT | 0 | 0 | 0 | 0 | 0 | 0 | 0 | 0 | 0 | 0 | 0 | - | 0 | 0 | 0 | 0 | 0 | 0 | 96 | - | Active
| 1 | 3 | 8.1.6.1 | 6.6kV Termination Kits - 3C - 25㎟ (Stud Bolt Size : M10) | - | CABLE TERMINATION KIT | 28 | 0 | 519556.2739 | 130300.2173 | 63740.3599 | 0 | 14547575.6701 | 3648406.085 | 1784730.0777 | 19980711.8328 | 273.9267 | MP11 | 3 | 1 | 1 | 3.0001 | 84.0014 | 28.0005 | 28 | L.01 | Active
| 1 | 3 | 8.1.6.2 | 6.6kV Termination Kits - 3C - 35㎟ (Stud Bolt Size : M8) | - | CABLE TERMINATION KIT | 13 | 0 | 519556.2739 | 130300.2173 | 63740.3599 | 0 | 6754231.5611 | 1693902.8252 | 828624.6789 | 9276759.0652 | 127.1802 | MP11 | 3 | 1 | 1 | 3.0001 | 39.0007 | 13.0002 | 13 | L.01 | Active
| 1 | 3 | 8.1.6.3 | 6.6kV Termination Kits - 3C - 50㎟ (Stud Bolt Size : M10) | - | CABLE TERMINATION KIT | 0 | 0 | 0 | 0 | 0 | 0 | 0 | 0 | 0 | 0 | 0 | - | 0 | 0 | 0 | 0 | 0 | 0 | 0 | - | Inactive
| 1 | 3 | 8.1.6.4 | 6.6kV Termination Kits - 3C - 70㎟ (Stud Bolt Size : M12) | - | CABLE TERMINATION KIT | 0 | 0 | 0 | 0 | 0 | 0 | 0 | 0 | 0 | 0 | 0 | - | 0 | 0 | 0 | 0 | 0 | 0 | 0 | - | Inactive
| 1 | 3 | 8.1.6.5 | 6.6kV Termination Kits - 3C - 95㎟ (Stud Bolt Size : M12) | - | CABLE TERMINATION KIT | 0 | 0 | 0 | 0 | 0 | 0 | 0 | 0 | 0 | 0 | 0 | - | 0 | 0 | 0 | 0 | 0 | 0 | 0 | - | Inactive
| 1 | 3 | 8.1.6.6 | 6.6kV Termination Kits - 3C - 120㎟ (Stud Bolt Size : M12) | - | CABLE TERMINATION KIT | 15 | 0 | 1315973.5379 | 330034.6075 | 161446.5816 | 0 | 19739603.0687 | 4950519.1128 | 2421698.724 | 27111820.9056 | 371.6909 | MP11 | 3 | 1 | 1 | 3.0001 | 45.0008 | 15.0003 | 15 | L.01 | Active
| 1 | 3 | 8.1.6.7 | 6.6kV Termination Kits - 3C - 150㎟ (Stud Bolt Size : M12) | - | CABLE TERMINATION KIT | 16 | 0 | 1315973.5379 | 330034.6075 | 161446.5816 | 0 | 21055576.6067 | 5280553.7204 | 2583145.3056 | 28919275.6326 | 396.4703 | MP11 | 3 | 1 | 1 | 3.0001 | 48.0008 | 16.0003 | 16 | L.01 | Active
| 1 | 3 | 8.1.6.8 | 6.6kV Termination Kits - 3C - 185㎟ (Stud Bolt Size : M12) | - | CABLE TERMINATION KIT | 0 | 0 | 0 | 0 | 0 | 0 | 0 | 0 | 0 | 0 | 0 | - | 0 | 0 | 0 | 0 | 0 | 0 | 0 | - | Inactive
| 1 | 3 | 8.1.6.9 | 6.6kV Termination Kits - 3C - 240㎟ (Stud Bolt Size : M12) | - | CABLE TERMINATION KIT | 24 | 0 | 1559636.4304 | 391143.1462 | 191339.7032 | 0 | 37431274.3306 | 9387435.508 | 4592152.878 | 51410862.7166 | 704.8198 | MP11 | 3 | 1 | 1 | 3.0001 | 72.0012 | 24.0004 | 24 | L.01 | Active
| 1 | 3 | 8.1.6.10 | 6.6kV Termination Kits - 3C - 300㎟ (Stud Bolt Size : M12) | - | CABLE TERMINATION KIT | 0 | 0 | 0 | 0 | 0 | 0 | 0 | 0 | 0 | 0 | 0 | - | 0 | 0 | 0 | 0 | 0 | 0 | 0 | - | Inactive
| 0 | 1 | 8.2 | Cable Splicing Kits | - | CABLE TERMINATION KIT | 0 | 0 | 0 | 0 | 0 | 0 | 0 | 0 | 0 | 0 | 0 | - | 0 | 0 | 0 | 0 | 0 | 0 | 0 | - | Inactive
| 0 | 2 | 8.2.1 | 33kV Splicing Kits | - | CABLE TERMINATION KIT | 0 | 0 | 0 | 0 | 0 | 0 | 0 | 0 | 0 | 0 | 0 | - | 0 | 0 | 0 | 0 | 0 | 0 | 0 | - | Inactive
| 1 | 3 | 8.2.1.1 | 33kV Splicing Kits - 1C - 150㎟ | - | CABLE TERMINATION KIT | 0 | 0 | 0 | 0 | 0 | 0 | 0 | 0 | 0 | 0 | 0 | - | 0 | 0 | 0 | 0 | 0 | 0 | 0 | - | Inactive
| 1 | 3 | 8.2.1.2 | 33kV Splicing Kits - 1C - 185㎟ | - | CABLE TERMINATION KIT | 0 | 0 | 0 | 0 | 0 | 0 | 0 | 0 | 0 | 0 | 0 | - | 0 | 0 | 0 | 0 | 0 | 0 | 0 | - | Inactive
| 1 | 3 | 8.2.1.3 | 33kV Splicing Kits - 1C - 240㎟ | - | CABLE TERMINATION KIT | 0 | 0 | 0 | 0 | 0 | 0 | 0 | 0 | 0 | 0 | 0 | - | 0 | 0 | 0 | 0 | 0 | 0 | 0 | - | Inactive
| 1 | 3 | 8.2.1.4 | 33kV Splicing Kits - 1C - 300㎟ | - | CABLE TERMINATION KIT | 0 | 0 | 0 | 0 | 0 | 0 | 0 | 0 | 0 | 0 | 0 | - | 0 | 0 | 0 | 0 | 0 | 0 | 0 | - | Inactive
| 1 | 3 | 8.2.1.5 | 33kV Splicing Kits - 1C - 400㎟ | - | CABLE TERMINATION KIT | 0 | 0 | 0 | 0 | 0 | 0 | 0 | 0 | 0 | 0 | 0 | - | 0 | 0 | 0 | 0 | 0 | 0 | 0 | - | Inactive
| 1 | 3 | 8.2.1.6 | 33kV Splicing Kits - 1C - 500㎟ | - | CABLE TERMINATION KIT | 0 | 0 | 0 | 0 | 0 | 0 | 0 | 0 | 0 | 0 | 0 | - | 0 | 0 | 0 | 0 | 0 | 0 | 0 | - | Inactive
| 1 | 3 | 8.2.1.7 | 33kV Splicing Kits - 1C - 630㎟ | - | CABLE TERMINATION KIT | 0 | 0 | 0 | 0 | 0 | 0 | 0 | 0 | 0 | 0 | 0 | - | 0 | 0 | 0 | 0 | 0 | 0 | 0 | - | Inactive
| 0 | 2 | 8.2.2 | ditto but for multi core cable | - | CABLE TERMINATION KIT | 0 | 0 | 0 | 0 | 0 | 0 | 0 | 0 | 0 | 0 | 0 | - | 0 | 0 | 0 | 0 | 0 | 0 | 0 | - | Inactive
| 1 | 3 | 8.2.2.1 | 33kV Splicing Kits - 3C - 150㎟ | - | CABLE TERMINATION KIT | 0 | 0 | 0 | 0 | 0 | 0 | 0 | 0 | 0 | 0 | 0 | - | 0 | 0 | 0 | 0 | 0 | 0 | 0 | - | Inactive
| 1 | 3 | 8.2.2.2 | 33kV Splicing Kits - 3C - 185㎟ | - | CABLE TERMINATION KIT | 0 | 0 | 0 | 0 | 0 | 0 | 0 | 0 | 0 | 0 | 0 | - | 0 | 0 | 0 | 0 | 0 | 0 | 0 | - | Inactive
| 1 | 3 | 8.2.2.3 | 33kV Splicing Kits - 3C - 240㎟ | - | CABLE TERMINATION KIT | 0 | 0 | 0 | 0 | 0 | 0 | 0 | 0 | 0 | 0 | 0 | - | 0 | 0 | 0 | 0 | 0 | 0 | 0 | - | Inactive
| 0 | 2 | 8.2.3 | 6.6kV Splicing Kits | - | CABLE TERMINATION KIT | 0 | 0 | 0 | 0 | 0 | 0 | 0 | 0 | 0 | 0 | 0 | - | 0 | 0 | 0 | 0 | 0 | 0 | 0 | - | Inactive
| 1 | 3 | 8.2.3.1 | 6.6kV Splicing Kits - 3C - 25㎟ | - | CABLE TERMINATION KIT | 0 | 0 | 0 | 0 | 0 | 0 | 0 | 0 | 0 | 0 | 0 | - | 0 | 0 | 0 | 0 | 0 | 0 | 0 | - | Inactive
| 1 | 3 | 8.2.3.2 | 6.6kV Splicing Kits - 3C - 35㎟ | - | CABLE TERMINATION KIT | 0 | 0 | 0 | 0 | 0 | 0 | 0 | 0 | 0 | 0 | 0 | - | 0 | 0 | 0 | 0 | 0 | 0 | 0 | - | Inactive
| 1 | 3 | 8.2.3.3 | 6.6kV Splicing Kits - 3C - 50㎟ | - | CABLE TERMINATION KIT | 0 | 0 | 0 | 0 | 0 | 0 | 0 | 0 | 0 | 0 | 0 | - | 0 | 0 | 0 | 0 | 0 | 0 | 0 | - | Inactive
| 1 | 3 | 8.2.3.4 | 6.6kV Splicing Kits - 3C - 70㎟ | - | CABLE TERMINATION KIT | 0 | 0 | 0 | 0 | 0 | 0 | 0 | 0 | 0 | 0 | 0 | - | 0 | 0 | 0 | 0 | 0 | 0 | 0 | - | Inactive
| 1 | 3 | 8.2.3.5 | 6.6kV Splicing Kits - 3C - 95㎟ | - | CABLE TERMINATION KIT | 0 | 0 | 0 | 0 | 0 | 0 | 0 | 0 | 0 | 0 | 0 | - | 0 | 0 | 0 | 0 | 0 | 0 | 0 | - | Inactive
| 1 | 3 | 8.2.3.6 | 6.6kV Splicing Kits - 3C - 120㎟ | - | CABLE TERMINATION KIT | 0 | 0 | 0 | 0 | 0 | 0 | 0 | 0 | 0 | 0 | 0 | - | 0 | 0 | 0 | 0 | 0 | 0 | 0 | - | Inactive
| 1 | 3 | 8.2.3.7 | 6.6kV Splicing Kits - 3C - 150㎟ | - | CABLE TERMINATION KIT | 0 | 0 | 0 | 0 | 0 | 0 | 0 | 0 | 0 | 0 | 0 | - | 0 | 0 | 0 | 0 | 0 | 0 | 0 | - | Inactive
| 1 | 3 | 8.2.3.8 | 6.6kV Splicing Kits - 3C - 185㎟ | - | CABLE TERMINATION KIT | 0 | 0 | 0 | 0 | 0 | 0 | 0 | 0 | 0 | 0 | 0 | - | 0 | 0 | 0 | 0 | 0 | 0 | 0 | - | Inactive
| 1 | 3 | 8.2.3.9 | 6.6kV Splicing Kits - 3C - 240㎟ | - | CABLE TERMINATION KIT | 0 | 0 | 0 | 0 | 0 | 0 | 0 | 0 | 0 | 0 | 0 | - | 0 | 0 | 0 | 0 | 0 | 0 | 0 | - | Inactive
| 1 | 3 | 8.2.3.10 | 6.6kV Splicing Kits - 3C - 300㎟ | - | CABLE TERMINATION KIT | 0 | 0 | 0 | 0 | 0 | 0 | 0 | 0 | 0 | 0 | 0 | - | 0 | 0 | 0 | 0 | 0 | 0 | 0 | - | Inactive
| 0 | 2 | 8.2.4 | 0.38kV Splicing Kits | - | CABLE TERMINATION KIT | 0 | 0 | 0 | 0 | 0 | 0 | 0 | 0 | 0 | 0 | 0 | - | 0 | 0 | 0 | 0 | 0 | 0 | 0 | - | Inactive
| 1 | 3 | 8.2.4.1 | 0.38kV Splicing Kits - 3C - 50㎟ | - | CABLE TERMINATION KIT | 0 | 0 | 0 | 0 | 0 | 0 | 0 | 0 | 0 | 0 | 0 | - | 0 | 0 | 0 | 0 | 0 | 0 | 0 | - | Inactive
| 1 | 3 | 8.2.4.2 | 0.38kV Splicing Kits - 3C - 70㎟ | - | CABLE TERMINATION KIT | 0 | 0 | 0 | 0 | 0 | 0 | 0 | 0 | 0 | 0 | 0 | - | 0 | 0 | 0 | 0 | 0 | 0 | 0 | - | Inactive
| 1 | 3 | 8.2.4.3 | 0.38kV Splicing Kits - 3C - 95㎟ | - | CABLE TERMINATION KIT | 0 | 0 | 0 | 0 | 0 | 0 | 0 | 0 | 0 | 0 | 0 | - | 0 | 0 | 0 | 0 | 0 | 0 | 0 | - | Inactive
| 1 | 3 | 8.2.4.4 | 0.38kV Splicing Kits - 3C - 120㎟ | - | CABLE TERMINATION KIT | 0 | 0 | 0 | 0 | 0 | 0 | 0 | 0 | 0 | 0 | 0 | - | 0 | 0 | 0 | 0 | 0 | 0 | 0 | - | Inactive
| 1 | 3 | 8.2.4.5 | 0.38kV Splicing Kits - 3C - 150㎟ | - | CABLE TERMINATION KIT | 0 | 0 | 0 | 0 | 0 | 0 | 0 | 0 | 0 | 0 | 0 | - | 0 | 0 | 0 | 0 | 0 | 0 | 0 | - | Inactive
| 1 | 3 | 8.2.4.6 | 0.38kV Splicing Kits - 3C - 185㎟ | - | CABLE TERMINATION KIT | 0 | 0 | 0 | 0 | 0 | 0 | 0 | 0 | 0 | 0 | 0 | - | 0 | 0 | 0 | 0 | 0 | 0 | 0 | - | Inactive
| 1 | 3 | 8.2.4.7 | 0.38kV Splicing Kits - 3C - 240㎟ | - | CABLE TERMINATION KIT | 0 | 0 | 0 | 0 | 0 | 0 | 0 | 0 | 0 | 0 | 0 | - | 0 | 0 | 0 | 0 | 0 | 0 | 0 | - | Inactive
| 0 | 2 | 8.2.5 | 0.38kV Splicing Kits | - | CABLE TERMINATION KIT | 0 | 0 | 0 | 0 | 0 | 0 | 0 | 0 | 0 | 0 | 0 | - | 0 | 0 | 0 | 0 | 0 | 0 | 0 | - | Inactive
| 1 | 3 | 8.2.5.1 | 0.38kV Splicing Kits - 3C+E - 50+25㎟ | - | CABLE TERMINATION KIT | 0 | 0 | 0 | 0 | 0 | 0 | 0 | 0 | 0 | 0 | 0 | - | 0 | 0 | 0 | 0 | 0 | 0 | 0 | - | Inactive
| 1 | 3 | 8.2.5.2 | 0.38kV Splicing Kits - 3C+E - 70+35㎟ | - | CABLE TERMINATION KIT | 0 | 0 | 0 | 0 | 0 | 0 | 0 | 0 | 0 | 0 | 0 | - | 0 | 0 | 0 | 0 | 0 | 0 | 0 | - | Inactive
| 1 | 3 | 8.2.5.3 | 0.38kV Splicing Kits - 3C+E - 95 +50㎟ | - | CABLE TERMINATION KIT | 0 | 0 | 0 | 0 | 0 | 0 | 0 | 0 | 0 | 0 | 0 | - | 0 | 0 | 0 | 0 | 0 | 0 | 0 | - | Inactive
| 1 | 3 | 8.2.5.4 | 0.38kV Splicing Kits - 3C - 120+70㎟ | - | CABLE TERMINATION KIT | 0 | 0 | 0 | 0 | 0 | 0 | 0 | 0 | 0 | 0 | 0 | - | 0 | 0 | 0 | 0 | 0 | 0 | 0 | - | Inactive
| 1 | 3 | 8.2.5.5 | 0.38kV Splicing Kits - 3C - 150+95㎟ | - | CABLE TERMINATION KIT | 0 | 0 | 0 | 0 | 0 | 0 | 0 | 0 | 0 | 0 | 0 | - | 0 | 0 | 0 | 0 | 0 | 0 | 0 | - | Inactive
| 1 | 3 | 8.2.5.6 | 0.38kV Splicing Kits - 3C - 185+95㎟ | - | CABLE TERMINATION KIT | 0 | 0 | 0 | 0 | 0 | 0 | 0 | 0 | 0 | 0 | 0 | - | 0 | 0 | 0 | 0 | 0 | 0 | 0 | - | Inactive
| 1 | 3 | 8.2.5.7 | 0.38kV Splicing Kits - 3C - 240+120㎟ | - | CABLE TERMINATION KIT | 0 | 0 | 0 | 0 | 0 | 0 | 0 | 0 | 0 | 0 | 0 | - | 0 | 0 | 0 | 0 | 0 | 0 | 0 | - | Inactive
| 0 | 2 | 8.2.6 | 0.38kV Splicing Kits | - | CABLE TERMINATION KIT | 0 | 0 | 0 | 0 | 0 | 0 | 0 | 0 | 0 | 0 | 0 | - | 0 | 0 | 0 | 0 | 0 | 0 | 0 | - | Inactive
| 1 | 3 | 8.2.6.1 | 0.38kV Splicing Kits - 4C+E - 50+25㎟ | - | CABLE TERMINATION KIT | 0 | 0 | 0 | 0 | 0 | 0 | 0 | 0 | 0 | 0 | 0 | - | 0 | 0 | 0 | 0 | 0 | 0 | 0 | - | Inactive
| 1 | 3 | 8.2.6.2 | 0.38kV Splicing Kits - 4C+E - 70+35㎟ | - | CABLE TERMINATION KIT | 0 | 0 | 0 | 0 | 0 | 0 | 0 | 0 | 0 | 0 | 0 | - | 0 | 0 | 0 | 0 | 0 | 0 | 0 | - | Inactive
| 1 | 3 | 8.2.6.3 | 0.38kV Splicing Kits - 4C+E - 95+50㎟ | - | CABLE TERMINATION KIT | 0 | 0 | 0 | 0 | 0 | 0 | 0 | 0 | 0 | 0 | 0 | - | 0 | 0 | 0 | 0 | 0 | 0 | 0 | - | Inactive
| 1 | 3 | 8.2.6.4 | 0.38kV Splicing Kits - 4C+E - 120+70㎟ | - | CABLE TERMINATION KIT | 0 | 0 | 0 | 0 | 0 | 0 | 0 | 0 | 0 | 0 | 0 | - | 0 | 0 | 0 | 0 | 0 | 0 | 0 | - | Inactive
| 1 | 3 | 8.2.6.5 | 0.38kV Splicing Kits - 4C+E - 150+95㎟ | - | CABLE TERMINATION KIT | 0 | 0 | 0 | 0 | 0 | 0 | 0 | 0 | 0 | 0 | 0 | - | 0 | 0 | 0 | 0 | 0 | 0 | 0 | - | Inactive
| 1 | 3 | 8.2.6.6 | 0.38kV Splicing Kits - 4C+E - 185+95㎟ | - | CABLE TERMINATION KIT | 0 | 0 | 0 | 0 | 0 | 0 | 0 | 0 | 0 | 0 | 0 | - | 0 | 0 | 0 | 0 | 0 | 0 | 0 | - | Inactive
| 1 | 3 | 8.2.6.7 | 0.38kV Splicing Kits - 4C+E - 240+120㎟ | - | CABLE TERMINATION KIT | 0 | 0 | 0 | 0 | 0 | 0 | 0 | 0 | 0 | 0 | 0 | - | 0 | 0 | 0 | 0 | 0 | 0 | 0 | - | Inactive
| 0 | 2 | 8.2.7 | 0.38kV Splicing Kits | - | CABLE TERMINATION KIT | 0 | 0 | 0 | 0 | 0 | 0 | 0 | 0 | 0 | 0 | 0 | - | 0 | 0 | 0 | 0 | 0 | 0 | 0 | - | Inactive
| 1 | 3 | 8.2.7.1 | 0.38kV Splicing Kits - 4C - 4㎟ | - | CABLE TERMINATION KIT | 0 | 0 | 0 | 0 | 0 | 0 | 0 | 0 | 0 | 0 | 0 | - | 0 | 0 | 0 | 0 | 0 | 0 | 0 | - | Inactive
| 1 | 3 | 8.2.7.2 | 0.38kV Splicing Kits - 7C - 2.5㎟ | - | CABLE TERMINATION KIT | 0 | 0 | 0 | 0 | 0 | 0 | 0 | 0 | 0 | 0 | 0 | - | 0 | 0 | 0 | 0 | 0 | 0 | 0 | - | Inactive
| 1 | 3 | 8.2.7.3 | 0.38kV Splicing Kits - 9C - 2.5㎟ | - | CABLE TERMINATION KIT | 0 | 0 | 0 | 0 | 0 | 0 | 0 | 0 | 0 | 0 | 0 | - | 0 | 0 | 0 | 0 | 0 | 0 | 0 | - | Inactive
| 1 | 3 | 8.2.7.4 | 0.38kV Splicing Kits - 12C - 2.5㎟ | - | CABLE TERMINATION KIT | 0 | 0 | 0 | 0 | 0 | 0 | 0 | 0 | 0 | 0 | 0 | - | 0 | 0 | 0 | 0 | 0 | 0 | 0 | - | Inactive
| 1 | 3 | 8.2.7.5 | 0.38kV Splicing Kits - 15C - 2.5㎟ | - | CABLE TERMINATION KIT | 0 | 0 | 0 | 0 | 0 | 0 | 0 | 0 | 0 | 0 | 0 | - | 0 | 0 | 0 | 0 | 0 | 0 | 0 | - | Inactive
| 1 | 3 | 8.2.7.6 | 0.38kV Splicing Kits - 20C - 2.5㎟ | - | CABLE TERMINATION KIT | 0 | 0 | 0 | 0 | 0 | 0 | 0 | 0 | 0 | 0 | 0 | - | 0 | 0 | 0 | 0 | 0 | 0 | 0 | - | Inactive
| 0 | 0 | 9 | Cable Gland | - | CABLE GLAND | 0 | 0 | 0 | 0 | 0 | 0 | 0 | 0 | 0 | 0 | 0 | - | 0 | 0 | 0 | 0 | 0 | 0 | 6392 | - | Active
| 0 | 1 | 9.1 | Cable Gland for Armored Cable | - | CABLE GLAND | 0 | 0 | 0 | 0 | 0 | 0 | 0 | 0 | 0 | 0 | 0 | - | 0 | 0 | 0 | 0 | 0 | 0 | 4373 | - | Active
| 1 | 2 | 9.1.1 | CABLE GLANDS (Outdoor, Explosion proof type, Double compression, For armored cable) - M20 | - | CABLE GLAND | 3428 | 0 | 24495.5681 | 6143.1864 | 3005.1286 | 0 | 83970807.4903 | 21058843.0636 | 10301580.9482 | 115331231.5021 | 1581.123 | MP07 | 3 | 0.25 | 1 | 0.75 | 2571 | 857 | 3428 | M.01 | Active
| 1 | 2 | 9.1.2 | CABLE GLANDS (Outdoor, Explosion proof type, Double compression, For armored cable) - M25 | - | CABLE GLAND | 74 | 0 | 30619.4601 | 7678.983 | 3756.4108 | 0 | 2265840.0504 | 568244.7443 | 277974.3984 | 3112059.1931 | 42.6645 | MP08 | 3 | 0.25 | 1 | 0.75 | 55.5 | 18.5 | 74 | M.01 | Active
| 1 | 2 | 9.1.3 | CABLE GLANDS (Outdoor, Explosion proof type, Double compression, For armored cable) - M32 | - | CABLE GLAND | 448 | 0 | 38998.7924 | 9780.5994 | 4784.4811 | 0 | 17471458.9994 | 4381708.5488 | 2143447.5375 | 23996615.0856 | 328.9839 | MP08 | 3 | 0.25 | 1 | 0.75 | 336 | 112 | 448 | M.01 | Active
| 1 | 2 | 9.1.4 | CABLE GLANDS (Outdoor, Explosion proof type, Double compression, For armored cable) - M40 | - | CABLE GLAND | 67 | 0 | 48667.9391 | 12205.5414 | 5970.7161 | 0 | 3260751.918 | 817771.2771 | 400037.9785 | 4478561.1735 | 61.3992 | MP08 | 3 | 0.25 | 1 | 0.75 | 50.25 | 16.75 | 67 | M.02 | Active
| 1 | 2 | 9.1.5 | CABLE GLANDS (Outdoor, Explosion proof type, Double compression, For armored cable) - M50 | - | CABLE GLAND | 123 | 0 | 60915.7231 | 15277.1347 | 7473.2804 | 0 | 7492633.9451 | 1879087.5633 | 919213.4907 | 10290934.9991 | 141.0841 | MP08 | 3 | 0.25 | 1 | 0.75 | 92.25 | 30.75 | 123 | M.02 | Active
| 1 | 2 | 9.1.6 | CABLE GLANDS (Outdoor, Explosion proof type, Double compression, For armored cable) - M63 | - | CABLE GLAND | 195 | 0 | 76708.7618 | 19237.8733 | 9410.7976 | 0 | 14958208.5557 | 3751385.289 | 1835105.5234 | 20544699.3682 | 281.6585 | MP09 | 3 | 0.25 | 1 | 0.75 | 146.25 | 48.75 | 195 | M.03 | Active
| 1 | 2 | 9.1.7 | CABLE GLANDS (Outdoor, Explosion proof type, Double compression, For armored cable) - M75 | - | CABLE GLAND | 38 | 0 | 91535.1833 | 22956.1177 | 11229.6912 | 0 | 3478336.9643 | 872332.4723 | 426728.2656 | 4777397.7023 | 65.4958 | MP09 | 3 | 0.25 | 1 | 0.75 | 28.5 | 9.5 | 38 | M.03 | Active
| 1 | 2 | 9.1.8 | CABLE GLANDS (Outdoor, Explosion proof type, Double compression, For armored cable) - M80 | - | CABLE GLAND | 0 | 0 | 0 | 0 | 0 | 0 | 0 | 0 | 0 | 0 | 0 | - | 0 | 0 | 0 | 0 | 0 | 0 | 0 | - | Inactive
| 1 | 2 | 9.1.9 | CABLE GLANDS (Outdoor, Explosion proof type, Double compression, For armored cable) - M90 | - | CABLE GLAND | 0 | 0 | 0 | 0 | 0 | 0 | 0 | 0 | 0 | 0 | 0 | - | 0 | 0 | 0 | 0 | 0 | 0 | 0 | - | Inactive
| 1 | 2 | 9.1.10 | CABLE GLANDS (Outdoor, Explosion proof type, Double compression, For armored cable) - M100 | - | CABLE GLAND | 0 | 0 | 0 | 0 | 0 | 0 | 0 | 0 | 0 | 0 | 0 | - | 0 | 0 | 0 | 0 | 0 | 0 | 0 | - | Inactive
| 1 | 2 | 9.1.11 | CABLE GLANDS (Outdoor, Explosion proof type, Double compression, For armored cable) - M115 | - | CABLE GLAND | 0 | 0 | 0 | 0 | 0 | 0 | 0 | 0 | 0 | 0 | 0 | - | 0 | 0 | 0 | 0 | 0 | 0 | 0 | - | Inactive
| 0 | 1 | 9.2 | Cable Gland for Armored Cable | - | CABLE GLAND | 0 | 0 | 0 | 0 | 0 | 0 | 0 | 0 | 0 | 0 | 0 | - | 0 | 0 | 0 | 0 | 0 | 0 | 1721 | - | Active
| 1 | 2 | 9.2.1 | CABLE GLANDS (Indoor, Explosion proof type, Double compression, For armored cable) - M20 | - | CABLE GLAND | 1083 | 0 | 24495.5681 | 6143.1864 | 3005.1286 | 0 | 26528700.2661 | 6653070.8978 | 3254554.3077 | 36436325.4716 | 499.5205 | MP09 | 3 | 0.25 | 1 | 0.75 | 812.25 | 270.75 | 1083 | M.01 | Active
| 1 | 2 | 9.2.2 | CABLE GLANDS (Indoor, Explosion proof type, Double compression, For armored cable) - M25 | - | CABLE GLAND | 98 | 0 | 30619.4601 | 7678.983 | 3756.4108 | 0 | 3000707.0938 | 752540.337 | 368128.2573 | 4121375.6882 | 56.5016 | MP10 | 3 | 0.25 | 1 | 0.75 | 73.5 | 24.5 | 98 | M.01 | Active
| 1 | 2 | 9.2.3 | CABLE GLANDS (Indoor, Explosion proof type, Double compression, For armored cable) - M32 | - | CABLE GLAND | 338 | 0 | 38998.7924 | 9780.5994 | 4784.4811 | 0 | 13181591.8343 | 3305842.6104 | 1617154.6153 | 18104589.0601 | 248.2066 | MP10 | 3 | 0.25 | 1 | 0.75 | 253.5 | 84.5 | 338 | M.01 | Active
| 1 | 2 | 9.2.4 | CABLE GLANDS (Indoor, Explosion proof type, Double compression, For armored cable) - M40 | - | CABLE GLAND | 23 | 0 | 48667.9391 | 12205.5414 | 5970.7161 | 0 | 1119362.5987 | 280727.4533 | 137326.4702 | 1537416.5223 | 21.0774 | MP10 | 3 | 0.25 | 1 | 0.75 | 17.25 | 5.75 | 23 | M.02 | Active
| 1 | 2 | 9.2.5 | CABLE GLANDS (Indoor, Explosion proof type, Double compression, For armored cable) - M50 | - | CABLE GLAND | 59 | 0 | 60915.7231 | 15277.1347 | 7473.2804 | 0 | 3594027.6647 | 901350.945 | 440923.5443 | 4936302.154 | 67.6745 | MP10 | 3 | 0.25 | 1 | 0.75 | 44.25 | 14.75 | 59 | M.02 | Active
| 1 | 2 | 9.2.6 | CABLE GLANDS (Indoor, Explosion proof type, Double compression, For armored cable) - M63 | - | CABLE GLAND | 73 | 0 | 76708.7618 | 19237.8733 | 9410.7976 | 0 | 5599739.6132 | 1404364.7492 | 686988.2216 | 7691092.584 | 105.4414 | MP11 | 3 | 0.25 | 1 | 0.75 | 54.75 | 18.25 | 73 | M.03 | Active
| 1 | 2 | 9.2.7 | CABLE GLANDS (Indoor, Explosion proof type, Double compression, For armored cable) - M75 | - | CABLE GLAND | 47 | 0 | 91535.1833 | 22956.1177 | 11229.6912 | 0 | 4302153.6138 | 1078937.5315 | 527795.4865 | 5908886.6318 | 81.0079 | MP11 | 3 | 0.25 | 1 | 0.75 | 35.25 | 11.75 | 47 | M.03 | Active
| 1 | 2 | 9.2.8 | CABLE GLANDS (Indoor, Explosion proof type, Double compression, For armored cable) - M80 | - | CABLE GLAND | 0 | 0 | 0 | 0 | 0 | 0 | 0 | 0 | 0 | 0 | 0 | - | 0 | 0 | 0 | 0 | 0 | 0 | 0 | - | Inactive
| 1 | 2 | 9.2.9 | CABLE GLANDS (Indoor, Explosion proof type, Double compression, For armored cable) - M90 | - | CABLE GLAND | 0 | 0 | 0 | 0 | 0 | 0 | 0 | 0 | 0 | 0 | 0 | - | 0 | 0 | 0 | 0 | 0 | 0 | 0 | - | Inactive
| 1 | 2 | 9.2.10 | CABLE GLANDS (Indoor, Explosion proof type, Double compression, For armored cable) - M100 | - | CABLE GLAND | 0 | 0 | 0 | 0 | 0 | 0 | 0 | 0 | 0 | 0 | 0 | - | 0 | 0 | 0 | 0 | 0 | 0 | 0 | - | Inactive
| 1 | 2 | 9.2.11 | CABLE GLANDS (Indoor, Explosion proof type, Double compression, For armored cable) - M115 | - | CABLE GLAND | 0 | 0 | 0 | 0 | 0 | 0 | 0 | 0 | 0 | 0 | 0 | - | 0 | 0 | 0 | 0 | 0 | 0 | 0 | - | Inactive
| 0 | 1 | 9.3 | Cable Gland for Armored Cable | - | CABLE GLAND | 0 | 0 | 0 | 0 | 0 | 0 | 0 | 0 | 0 | 0 | 0 | - | 0 | 0 | 0 | 0 | 0 | 0 | 0 | - | Inactive
| 1 | 2 | 9.3.1 | CABLE GLANDS (Outdoor, Explosion proof type, Double compression, For armored cable) - M20 | - | CABLE GLAND | 0 | 0 | 0 | 0 | 0 | 0 | 0 | 0 | 0 | 0 | 0 | - | 0 | 0 | 0 | 0 | 0 | 0 | 0 | - | Inactive
| 1 | 2 | 9.3.2 | CABLE GLANDS (Outdoor, Explosion proof type, Double compression, For armored cable) - M25 | - | CABLE GLAND | 0 | 0 | 0 | 0 | 0 | 0 | 0 | 0 | 0 | 0 | 0 | - | 0 | 0 | 0 | 0 | 0 | 0 | 0 | - | Inactive
| 1 | 2 | 9.3.3 | CABLE GLANDS (Outdoor, Explosion proof type, Double compression, For armored cable) - M32 | - | CABLE GLAND | 0 | 0 | 0 | 0 | 0 | 0 | 0 | 0 | 0 | 0 | 0 | - | 0 | 0 | 0 | 0 | 0 | 0 | 0 | - | Inactive
| 1 | 2 | 9.3.4 | CABLE GLANDS (Outdoor, Explosion proof type, Double compression, For armored cable) - M40 | - | CABLE GLAND | 0 | 0 | 0 | 0 | 0 | 0 | 0 | 0 | 0 | 0 | 0 | - | 0 | 0 | 0 | 0 | 0 | 0 | 0 | - | Inactive
| 1 | 2 | 9.3.5 | CABLE GLANDS (Outdoor, Explosion proof type, Double compression, For armored cable) - M50 | - | CABLE GLAND | 0 | 0 | 0 | 0 | 0 | 0 | 0 | 0 | 0 | 0 | 0 | - | 0 | 0 | 0 | 0 | 0 | 0 | 0 | - | Inactive
| 1 | 2 | 9.3.6 | CABLE GLANDS (Outdoor, Explosion proof type, Double compression, For armored cable) - M63 | - | CABLE GLAND | 0 | 0 | 0 | 0 | 0 | 0 | 0 | 0 | 0 | 0 | 0 | - | 0 | 0 | 0 | 0 | 0 | 0 | 0 | - | Inactive
| 1 | 2 | 9.3.7 | CABLE GLANDS (Outdoor, Explosion proof type, Double compression, For armored cable) - M75 | - | CABLE GLAND | 0 | 0 | 0 | 0 | 0 | 0 | 0 | 0 | 0 | 0 | 0 | - | 0 | 0 | 0 | 0 | 0 | 0 | 0 | - | Inactive
| 1 | 2 | 9.3.8 | CABLE GLANDS (Outdoor, Explosion proof type, Double compression, For armored cable) - M80 | - | CABLE GLAND | 0 | 0 | 0 | 0 | 0 | 0 | 0 | 0 | 0 | 0 | 0 | - | 0 | 0 | 0 | 0 | 0 | 0 | 0 | - | Inactive
| 1 | 2 | 9.3.9 | CABLE GLANDS (Outdoor, Explosion proof type, Double compression, For armored cable) - M90 | - | CABLE GLAND | 0 | 0 | 0 | 0 | 0 | 0 | 0 | 0 | 0 | 0 | 0 | - | 0 | 0 | 0 | 0 | 0 | 0 | 0 | - | Inactive
| 1 | 2 | 9.3.10 | CABLE GLANDS (Outdoor, Explosion proof type, Double compression, For armored cable) - M100 | - | CABLE GLAND | 0 | 0 | 0 | 0 | 0 | 0 | 0 | 0 | 0 | 0 | 0 | - | 0 | 0 | 0 | 0 | 0 | 0 | 0 | - | Inactive
| 1 | 2 | 9.3.11 | CABLE GLANDS (Outdoor, Explosion proof type, Double compression, For armored cable) - M115 | - | CABLE GLAND | 0 | 0 | 0 | 0 | 0 | 0 | 0 | 0 | 0 | 0 | 0 | - | 0 | 0 | 0 | 0 | 0 | 0 | 0 | - | Inactive
| 0 | 1 | 9.4 | Cable Gland for Armored Cable, For Hazardous Area,. c/w Flame proof Barrier Seal | - | CABLE GLAND | 0 | 0 | 0 | 0 | 0 | 0 | 0 | 0 | 0 | 0 | 0 | - | 0 | 0 | 0 | 0 | 0 | 0 | 0 | - | Inactive
| 1 | 2 | 9.4.1 | CABLE GLANDS (Outdoor, Explosion proof type, Double compression, For armored cable) - M20 | - | CABLE GLAND | 0 | 0 | 0 | 0 | 0 | 0 | 0 | 0 | 0 | 0 | 0 | - | 0 | 0 | 0 | 0 | 0 | 0 | 0 | - | Inactive
| 1 | 2 | 9.4.2 | CABLE GLANDS (Outdoor, Explosion proof type, Double compression, For armored cable) - M25 | - | CABLE GLAND | 0 | 0 | 0 | 0 | 0 | 0 | 0 | 0 | 0 | 0 | 0 | - | 0 | 0 | 0 | 0 | 0 | 0 | 0 | - | Inactive
| 1 | 2 | 9.4.3 | CABLE GLANDS (Outdoor, Explosion proof type, Double compression, For armored cable) - M32 | - | CABLE GLAND | 0 | 0 | 0 | 0 | 0 | 0 | 0 | 0 | 0 | 0 | 0 | - | 0 | 0 | 0 | 0 | 0 | 0 | 0 | - | Inactive
| 1 | 2 | 9.4.4 | CABLE GLANDS (Outdoor, Explosion proof type, Double compression, For armored cable) - M40 | - | CABLE GLAND | 0 | 0 | 0 | 0 | 0 | 0 | 0 | 0 | 0 | 0 | 0 | - | 0 | 0 | 0 | 0 | 0 | 0 | 0 | - | Inactive
| 1 | 2 | 9.4.5 | CABLE GLANDS (Outdoor, Explosion proof type, Double compression, For armored cable) - M50 | - | CABLE GLAND | 0 | 0 | 0 | 0 | 0 | 0 | 0 | 0 | 0 | 0 | 0 | - | 0 | 0 | 0 | 0 | 0 | 0 | 0 | - | Inactive
| 1 | 2 | 9.4.6 | CABLE GLANDS (Outdoor, Explosion proof type, Double compression, For armored cable) - M63 | - | CABLE GLAND | 0 | 0 | 0 | 0 | 0 | 0 | 0 | 0 | 0 | 0 | 0 | - | 0 | 0 | 0 | 0 | 0 | 0 | 0 | - | Inactive
| 1 | 2 | 9.4.7 | CABLE GLANDS (Outdoor, Explosion proof type, Double compression, For armored cable) - M75 | - | CABLE GLAND | 0 | 0 | 0 | 0 | 0 | 0 | 0 | 0 | 0 | 0 | 0 | - | 0 | 0 | 0 | 0 | 0 | 0 | 0 | - | Inactive
| 1 | 2 | 9.4.8 | CABLE GLANDS (Outdoor, Explosion proof type, Double compression, For armored cable) - M80 | - | CABLE GLAND | 0 | 0 | 0 | 0 | 0 | 0 | 0 | 0 | 0 | 0 | 0 | - | 0 | 0 | 0 | 0 | 0 | 0 | 0 | - | Inactive
| 1 | 2 | 9.4.9 | CABLE GLANDS (Outdoor, Explosion proof type, Double compression, For armored cable) - M90 | - | CABLE GLAND | 0 | 0 | 0 | 0 | 0 | 0 | 0 | 0 | 0 | 0 | 0 | - | 0 | 0 | 0 | 0 | 0 | 0 | 0 | - | Inactive
| 1 | 2 | 9.4.10 | CABLE GLANDS (Outdoor, Explosion proof type, Double compression, For armored cable) - M100 | - | CABLE GLAND | 0 | 0 | 0 | 0 | 0 | 0 | 0 | 0 | 0 | 0 | 0 | - | 0 | 0 | 0 | 0 | 0 | 0 | 0 | - | Inactive
| 1 | 2 | 9.4.11 | CABLE GLANDS (Outdoor, Explosion proof type, Double compression, For armored cable) - M115 | - | CABLE GLAND | 0 | 0 | 0 | 0 | 0 | 0 | 0 | 0 | 0 | 0 | 0 | - | 0 | 0 | 0 | 0 | 0 | 0 | 0 | - | Inactive
| 0 | 1 | 9.5 | Cable Gland for Non-armored Cable | - | CABLE GLAND | 0 | 0 | 0 | 0 | 0 | 0 | 0 | 0 | 0 | 0 | 0 | - | 0 | 0 | 0 | 0 | 0 | 0 | 124 | - | Active
| 1 | 2 | 9.5.1 | CABLE GLANDS (Indoor, Non-Explosion proof type, Double compression, For Non-armored cable) - M16 | - | CABLE GLAND | 4 | 0 | 19338.2933 | 4849.884 | 2372.47 | 0 | 77353.1733 | 19399.5361 | 9489.8799 | 106242.5893 | 1.4565 | MP11 | 3 | 0.25 | 1 | 0.75 | 3 | 1 | 4 | M.01 | Active
| 1 | 2 | 9.5.2 | CABLE GLANDS (Indoor, Non-Explosion proof type, Double compression, For Non-armored cable) - M20 | - | CABLE GLAND | 0 | 0 | 0 | 0 | 0 | 0 | 0 | 0 | 0 | 0 | 0 | - | 0 | 0 | 0 | 0 | 0 | 0 | 0 | - | Inactive
| 1 | 2 | 9.5.3 | CABLE GLANDS (Indoor, Non-Explosion proof type, Double compression, For Non-armored cable) - M25 | - | CABLE GLAND | 60 | 0 | 30619.4601 | 7678.983 | 3756.4108 | 0 | 1837167.6085 | 460738.9818 | 225384.6473 | 2523291.2376 | 34.5928 | MP11 | 3 | 0.25 | 1 | 0.75 | 45 | 15 | 60 | M.01 | Active
| 1 | 2 | 9.5.4 | CABLE GLANDS (Indoor, Non-Explosion proof type, Double compression, For Non-armored cable) - M32 | - | CABLE GLAND | 0 | 0 | 0 | 0 | 0 | 0 | 0 | 0 | 0 | 0 | 0 | - | 0 | 0 | 0 | 0 | 0 | 0 | 0 | - | Inactive
| 1 | 2 | 9.5.5 | CABLE GLANDS (Indoor, Non-Explosion proof type, Double compression, For Non-armored cable) - M40 | - | CABLE GLAND | 60 | 0 | 48667.9391 | 12205.5414 | 5970.7161 | 0 | 2920076.3445 | 732332.4869 | 358242.9658 | 4010651.7972 | 54.9844 | MP11 | 3 | 0.25 | 1 | 0.75 | 45 | 15 | 60 | M.02 | Active
| 1 | 2 | 9.5.6 | CABLE GLANDS (Indoor, Non-Explosion proof type, Double compression, For Non-armored cable) - M50 | - | CABLE GLAND | 0 | 0 | 0 | 0 | 0 | 0 | 0 | 0 | 0 | 0 | 0 | - | 0 | 0 | 0 | 0 | 0 | 0 | 0 | - | Inactive
| 1 | 2 | 9.5.7 | CABLE GLANDS (Indoor, Non-Explosion proof type, Double compression, For Non-armored cable) - M63 | - | CABLE GLAND | 0 | 0 | 0 | 0 | 0 | 0 | 0 | 0 | 0 | 0 | 0 | - | 0 | 0 | 0 | 0 | 0 | 0 | 0 | - | Inactive
| 1 | 2 | 9.5.8 | CABLE GLANDS (Indoor, Non-Explosion proof type, Double compression, For Non-armored cable) - M75 | - | CABLE GLAND | 0 | 0 | 0 | 0 | 0 | 0 | 0 | 0 | 0 | 0 | 0 | - | 0 | 0 | 0 | 0 | 0 | 0 | 0 | - | Inactive
| 1 | 2 | 9.5.9 | CABLE GLANDS (Indoor, Non-Explosion proof type, Double compression, For Non-armored cable) - M80 | - | CABLE GLAND | 0 | 0 | 0 | 0 | 0 | 0 | 0 | 0 | 0 | 0 | 0 | - | 0 | 0 | 0 | 0 | 0 | 0 | 0 | - | Inactive
| 1 | 2 | 9.5.10 | CABLE GLANDS (Indoor, Non-Explosion proof type, Double compression, For Non-armored cable) - M90 | - | CABLE GLAND | 0 | 0 | 0 | 0 | 0 | 0 | 0 | 0 | 0 | 0 | 0 | - | 0 | 0 | 0 | 0 | 0 | 0 | 0 | - | Inactive
| 1 | 2 | 9.5.11 | CABLE GLANDS (Indoor, Non-Explosion proof type, Double compression, For Non-armored cable) - M100 | - | CABLE GLAND | 0 | 0 | 0 | 0 | 0 | 0 | 0 | 0 | 0 | 0 | 0 | - | 0 | 0 | 0 | 0 | 0 | 0 | 0 | - | Inactive
| 1 | 2 | 9.5.12 | CABLE GLANDS (Indoor, Non-Explosion proof type, Double compression, For Non-armored cable) - M115 | - | CABLE GLAND | 0 | 0 | 0 | 0 | 0 | 0 | 0 | 0 | 0 | 0 | 0 | - | 0 | 0 | 0 | 0 | 0 | 0 | 0 | - | Inactive
| 0 | 1 | 9.6 | Cable Gland for Non-armored Cable (for non-industrial areas) | - | CABLE GLAND | 0 | 0 | 0 | 0 | 0 | 0 | 0 | 0 | 0 | 0 | 0 | - | 0 | 0 | 0 | 0 | 0 | 0 | 0 | - | Inactive
| 1 | 2 | 9.6.1 | CABLE GLANDS (Indoor, Non-Explosion proof type, Single compression, For Non-armored cable) - M16 | - | CABLE GLAND | 0 | 0 | 0 | 0 | 0 | 0 | 0 | 0 | 0 | 0 | 0 | - | 0 | 0 | 0 | 0 | 0 | 0 | 0 | - | Inactive
| 1 | 2 | 9.6.2 | CABLE GLANDS (Indoor, Non-Explosion proof type, Single compression, For Non-armored cable) - M20 | - | CABLE GLAND | 0 | 0 | 0 | 0 | 0 | 0 | 0 | 0 | 0 | 0 | 0 | - | 0 | 0 | 0 | 0 | 0 | 0 | 0 | - | Inactive
| 1 | 2 | 9.6.3 | CABLE GLANDS (Indoor, Non-Explosion proof type, Single compression, For Non-armored cable) - M25 | - | CABLE GLAND | 0 | 0 | 0 | 0 | 0 | 0 | 0 | 0 | 0 | 0 | 0 | - | 0 | 0 | 0 | 0 | 0 | 0 | 0 | - | Inactive
| 1 | 2 | 9.6.4 | CABLE GLANDS (Indoor, Non-Explosion proof type, Single compression, For Non-armored cable) - M32 | - | CABLE GLAND | 0 | 0 | 0 | 0 | 0 | 0 | 0 | 0 | 0 | 0 | 0 | - | 0 | 0 | 0 | 0 | 0 | 0 | 0 | - | Inactive
| 1 | 2 | 9.6.5 | CABLE GLANDS (Indoor, Non-Explosion proof type, Single compression, For Non-armored cable) - M40 | - | CABLE GLAND | 0 | 0 | 0 | 0 | 0 | 0 | 0 | 0 | 0 | 0 | 0 | - | 0 | 0 | 0 | 0 | 0 | 0 | 0 | - | Inactive
| 1 | 2 | 9.6.6 | CABLE GLANDS (Indoor, Non-Explosion proof type, Single compression, For Non-armored cable) - M50 | - | CABLE GLAND | 0 | 0 | 0 | 0 | 0 | 0 | 0 | 0 | 0 | 0 | 0 | - | 0 | 0 | 0 | 0 | 0 | 0 | 0 | - | Inactive
| 1 | 2 | 9.6.7 | CABLE GLANDS (Indoor, Non-Explosion proof type, Single compression, For Non-armored cable) - M63 | - | CABLE GLAND | 0 | 0 | 0 | 0 | 0 | 0 | 0 | 0 | 0 | 0 | 0 | - | 0 | 0 | 0 | 0 | 0 | 0 | 0 | - | Inactive
| 1 | 2 | 9.6.8 | CABLE GLANDS (Indoor, Non-Explosion proof type, Single compression, For Non-armored cable) - M75 | - | CABLE GLAND | 0 | 0 | 0 | 0 | 0 | 0 | 0 | 0 | 0 | 0 | 0 | - | 0 | 0 | 0 | 0 | 0 | 0 | 0 | - | Inactive
| 1 | 2 | 9.6.9 | CABLE GLANDS (Indoor, Non-Explosion proof type, Single compression, For Non-armored cable) - M80 | - | CABLE GLAND | 0 | 0 | 0 | 0 | 0 | 0 | 0 | 0 | 0 | 0 | 0 | - | 0 | 0 | 0 | 0 | 0 | 0 | 0 | - | Inactive
| 1 | 2 | 9.6.10 | CABLE GLANDS (Indoor, Non-Explosion proof type, Single compression, For Non-armored cable) - M90 | - | CABLE GLAND | 0 | 0 | 0 | 0 | 0 | 0 | 0 | 0 | 0 | 0 | 0 | - | 0 | 0 | 0 | 0 | 0 | 0 | 0 | - | Inactive
| 1 | 2 | 9.6.11 | CABLE GLANDS (Indoor, Non-Explosion proof type, Single compression, For Non-armored cable) - M100 | - | CABLE GLAND | 0 | 0 | 0 | 0 | 0 | 0 | 0 | 0 | 0 | 0 | 0 | - | 0 | 0 | 0 | 0 | 0 | 0 | 0 | - | Inactive
| 1 | 2 | 9.6.12 | CABLE GLANDS (Indoor, Non-Explosion proof type, Single compression, For Non-armored cable) - M115 | - | CABLE GLAND | 0 | 0 | 0 | 0 | 0 | 0 | 0 | 0 | 0 | 0 | 0 | - | 0 | 0 | 0 | 0 | 0 | 0 | 0 | - | Inactive
| 0 | 1 | 9.7 | Adaptor | - | CABLE GLAND | 0 | 0 | 0 | 0 | 0 | 0 | 0 | 0 | 0 | 0 | 0 | - | 0 | 0 | 0 | 0 | 0 | 0 | 174 | - | Active
| 1 | 2 | 9.7.1 | Adaptor Reducer(Outdoor, Explosion proof type) - Reducer M25(M) X M20(F) | - | CABLE GLAND | 0 | 0 | 0 | 0 | 0 | 0 | 0 | 0 | 0 | 0 | 0 | - | 0 | 0 | 0 | 0 | 0 | 0 | 0 | - | Inactive
| 1 | 2 | 9.7.2 | Adaptor Reducer(Outdoor, Explosion proof type) - Reducer M32(M) X M25(F) | - | CABLE GLAND | 0 | 0 | 0 | 0 | 0 | 0 | 0 | 0 | 0 | 0 | 0 | - | 0 | 0 | 0 | 0 | 0 | 0 | 0 | - | Inactive
| 1 | 2 | 9.7.3 | Adaptor Reducer(Outdoor, Explosion proof type) - Reducer M32(M) X M20(F) | - | CABLE GLAND | 0 | 0 | 0 | 0 | 0 | 0 | 0 | 0 | 0 | 0 | 0 | - | 0 | 0 | 0 | 0 | 0 | 0 | 0 | - | Inactive
| 1 | 2 | 9.7.4 | Adaptor Reducer(Outdoor, Explosion proof type) - Reducer M40(M) X M32(F) | - | CABLE GLAND | 0 | 0 | 0 | 0 | 0 | 0 | 0 | 0 | 0 | 0 | 0 | - | 0 | 0 | 0 | 0 | 0 | 0 | 0 | - | Inactive
| 1 | 2 | 9.7.5 | Adaptor Reducer(Outdoor, Explosion proof type) - Reducer M40(M) X M25(F) | - | CABLE GLAND | 0 | 0 | 0 | 0 | 0 | 0 | 0 | 0 | 0 | 0 | 0 | - | 0 | 0 | 0 | 0 | 0 | 0 | 0 | - | Inactive
| 1 | 2 | 9.7.6 | Adaptor Reducer(Outdoor, Explosion proof type) - Reducer M40(M) X M20(F) | - | CABLE GLAND | 174 | 0 | 0 | 0 | 0 | 0 | 0 | 0 | 0 | 0 | 0 | MP11 | 3 | 0.15 | 1 | 0.45 | 78.3 | 26.1 | 174 | M.04 | Active
| 1 | 2 | 9.7.7 | Adaptor Reducer(Outdoor, Explosion proof type) - Reducer M50(M) X M40(F) | - | CABLE GLAND | 0 | 0 | 0 | 0 | 0 | 0 | 0 | 0 | 0 | 0 | 0 | - | 0 | 0 | 0 | 0 | 0 | 0 | 0 | - | Inactive
| 1 | 2 | 9.7.8 | Adaptor Reducer(Outdoor, Explosion proof type) - Reducer M50(M) X M32(F) | - | CABLE GLAND | 0 | 0 | 0 | 0 | 0 | 0 | 0 | 0 | 0 | 0 | 0 | - | 0 | 0 | 0 | 0 | 0 | 0 | 0 | - | Inactive
| 1 | 2 | 9.7.9 | Adaptor Reducer(Outdoor, Explosion proof type) - Reducer M63(M) X M50(F) | - | CABLE GLAND | 0 | 0 | 0 | 0 | 0 | 0 | 0 | 0 | 0 | 0 | 0 | - | 0 | 0 | 0 | 0 | 0 | 0 | 0 | - | Inactive
| 1 | 2 | 9.7.10 | Adaptor Reducer(Outdoor, Explosion proof type) - Reducer M63(M) X M40(F) | - | CABLE GLAND | 0 | 0 | 0 | 0 | 0 | 0 | 0 | 0 | 0 | 0 | 0 | - | 0 | 0 | 0 | 0 | 0 | 0 | 0 | - | Inactive
| 1 | 2 | 9.7.11 | Adaptor Reducer(Outdoor, Explosion proof type) - Reducer M75(M) X M63(F) | - | CABLE GLAND | 0 | 0 | 0 | 0 | 0 | 0 | 0 | 0 | 0 | 0 | 0 | - | 0 | 0 | 0 | 0 | 0 | 0 | 0 | - | Inactive
| 1 | 2 | 9.7.12 | Adaptor Reducer(Outdoor, Explosion proof type) - Reducer M75(M) X M50(F) | - | CABLE GLAND | 0 | 0 | 0 | 0 | 0 | 0 | 0 | 0 | 0 | 0 | 0 | - | 0 | 0 | 0 | 0 | 0 | 0 | 0 | - | Inactive
| 1 | 2 | 9.7.13 | Adaptor Reducer(Outdoor, Explosion proof type) - Reducer M90(M) X M75(F) | - | CABLE GLAND | 0 | 0 | 0 | 0 | 0 | 0 | 0 | 0 | 0 | 0 | 0 | - | 0 | 0 | 0 | 0 | 0 | 0 | 0 | - | Inactive
| 1 | 2 | 9.7.14 | Adaptor Reducer(Outdoor, Explosion proof type) - Reducer M90(M) X M63(F) | - | CABLE GLAND | 0 | 0 | 0 | 0 | 0 | 0 | 0 | 0 | 0 | 0 | 0 | - | 0 | 0 | 0 | 0 | 0 | 0 | 0 | - | Inactive
| 1 | 2 | 9.7.15 | Adaptor Reducer(Outdoor, Explosion proof type) - Reducer M100(M) X M90(F) | - | CABLE GLAND | 0 | 0 | 0 | 0 | 0 | 0 | 0 | 0 | 0 | 0 | 0 | - | 0 | 0 | 0 | 0 | 0 | 0 | 0 | - | Inactive
| 1 | 2 | 9.7.16 | Adaptor Reducer(Outdoor, Explosion proof type) - Reducer M100(M) X M75(F) | - | CABLE GLAND | 0 | 0 | 0 | 0 | 0 | 0 | 0 | 0 | 0 | 0 | 0 | - | 0 | 0 | 0 | 0 | 0 | 0 | 0 | - | Inactive
| 1 | 2 | 9.7.17 | Adaptor Enlarger(Outdoor, Explosion proof type) - Enlarger M25(F) X M20(M) | - | CABLE GLAND | 0 | 0 | 0 | 0 | 0 | 0 | 0 | 0 | 0 | 0 | 0 | - | 0 | 0 | 0 | 0 | 0 | 0 | 0 | - | Inactive
| 1 | 2 | 9.7.18 | Adaptor Enlarger(Outdoor, Explosion proof type) - Enlarger M32(F) X M20(M) | - | CABLE GLAND | 0 | 0 | 0 | 0 | 0 | 0 | 0 | 0 | 0 | 0 | 0 | - | 0 | 0 | 0 | 0 | 0 | 0 | 0 | - | Inactive
| 1 | 2 | 9.7.19 | Adaptor Enlarger(Outdoor, Explosion proof type) - Enlarger M32(F) X M25(M) | - | CABLE GLAND | 0 | 0 | 0 | 0 | 0 | 0 | 0 | 0 | 0 | 0 | 0 | - | 0 | 0 | 0 | 0 | 0 | 0 | 0 | - | Inactive
| 1 | 2 | 9.7.20 | Adaptor Enlarger(Outdoor, Explosion proof type) - Enlarger M40(F) X M25(M) | - | CABLE GLAND | 0 | 0 | 0 | 0 | 0 | 0 | 0 | 0 | 0 | 0 | 0 | - | 0 | 0 | 0 | 0 | 0 | 0 | 0 | - | Inactive
| 1 | 2 | 9.7.21 | Adaptor Enlarger(Outdoor, Explosion proof type) - Enlarger M40(F) X M32(M) | - | CABLE GLAND | 0 | 0 | 0 | 0 | 0 | 0 | 0 | 0 | 0 | 0 | 0 | - | 0 | 0 | 0 | 0 | 0 | 0 | 0 | - | Inactive
| 1 | 2 | 9.7.22 | Adaptor Enlarger(Outdoor, Explosion proof type) - Enlarger M50(F) X M32(M) | - | CABLE GLAND | 0 | 0 | 0 | 0 | 0 | 0 | 0 | 0 | 0 | 0 | 0 | - | 0 | 0 | 0 | 0 | 0 | 0 | 0 | - | Inactive
| 1 | 2 | 9.7.23 | Adaptor Enlarger(Outdoor, Explosion proof type) - Enlarger M50(F) X M40(M) | - | CABLE GLAND | 0 | 0 | 0 | 0 | 0 | 0 | 0 | 0 | 0 | 0 | 0 | - | 0 | 0 | 0 | 0 | 0 | 0 | 0 | - | Inactive
| 1 | 2 | 9.7.24 | Adaptor Enlarger(Outdoor, Explosion proof type) - Enlarger M63(F) X M40(M) | - | CABLE GLAND | 0 | 0 | 0 | 0 | 0 | 0 | 0 | 0 | 0 | 0 | 0 | - | 0 | 0 | 0 | 0 | 0 | 0 | 0 | - | Inactive
| 1 | 2 | 9.7.25 | Adaptor Enlarger(Outdoor, Explosion proof type) - Enlarger M63(F) X M50(M) | - | CABLE GLAND | 0 | 0 | 0 | 0 | 0 | 0 | 0 | 0 | 0 | 0 | 0 | - | 0 | 0 | 0 | 0 | 0 | 0 | 0 | - | Inactive
| 1 | 2 | 9.7.26 | Adaptor Enlarger(Outdoor, Explosion proof type) - Enlarger M75(F) X M50(M) | - | CABLE GLAND | 0 | 0 | 0 | 0 | 0 | 0 | 0 | 0 | 0 | 0 | 0 | - | 0 | 0 | 0 | 0 | 0 | 0 | 0 | - | Inactive
| 1 | 2 | 9.7.27 | Adaptor Enlarger(Outdoor, Explosion proof type) - Enlarger M75(F) X M63(M) | - | CABLE GLAND | 0 | 0 | 0 | 0 | 0 | 0 | 0 | 0 | 0 | 0 | 0 | - | 0 | 0 | 0 | 0 | 0 | 0 | 0 | - | Inactive
| 1 | 2 | 9.7.28 | Adaptor Enlarger(Outdoor, Explosion proof type) - Reducer M75(M) X M50(F) | - | CABLE GLAND | 0 | 0 | 0 | 0 | 0 | 0 | 0 | 0 | 0 | 0 | 0 | - | 0 | 0 | 0 | 0 | 0 | 0 | 0 | - | Inactive
| 1 | 2 | 9.7.29 | Adaptor Enlarger(Outdoor, Explosion proof type) - Enlarger M90(F) X M63(M) | - | CABLE GLAND | 0 | 0 | 0 | 0 | 0 | 0 | 0 | 0 | 0 | 0 | 0 | - | 0 | 0 | 0 | 0 | 0 | 0 | 0 | - | Inactive
| 1 | 2 | 9.7.30 | Adaptor Enlarger(Outdoor, Explosion proof type) - Enlarger M90(F) X M75(M) | - | CABLE GLAND | 0 | 0 | 0 | 0 | 0 | 0 | 0 | 0 | 0 | 0 | 0 | - | 0 | 0 | 0 | 0 | 0 | 0 | 0 | - | Inactive
| 1 | 2 | 9.7.31 | Adaptor Enlarger(Outdoor, Explosion proof type) - Enlarger M100(F) X M75(M) | - | CABLE GLAND | 0 | 0 | 0 | 0 | 0 | 0 | 0 | 0 | 0 | 0 | 0 | - | 0 | 0 | 0 | 0 | 0 | 0 | 0 | - | Inactive
| 1 | 2 | 9.7.32 | Adaptor Enlarger(Outdoor, Explosion proof type) - Enlarger M100(F) X M90(M) | - | CABLE GLAND | 0 | 0 | 0 | 0 | 0 | 0 | 0 | 0 | 0 | 0 | 0 | - | 0 | 0 | 0 | 0 | 0 | 0 | 0 | - | Inactive
| 0 | 1 | 9.8 | Stopping Plug(Blind Plug) | - | CABLE GLAND | 0 | 0 | 0 | 0 | 0 | 0 | 0 | 0 | 0 | 0 | 0 | - | 0 | 0 | 0 | 0 | 0 | 0 | 0 | - | Inactive
| 1 | 2 | 9.8.1 | Stopping Plug(Outdoor, Explosion proof type) - M20 | - | CABLE GLAND | 0 | 0 | 0 | 0 | 0 | 0 | 0 | 0 | 0 | 0 | 0 | - | 0 | 0 | 0 | 0 | 0 | 0 | 0 | - | Inactive
| 1 | 2 | 9.8.2 | Stopping Plug(Outdoor, Explosion proof type) - M25 | - | CABLE GLAND | 0 | 0 | 0 | 0 | 0 | 0 | 0 | 0 | 0 | 0 | 0 | - | 0 | 0 | 0 | 0 | 0 | 0 | 0 | - | Inactive
| 1 | 2 | 9.8.3 | Stopping Plug(Outdoor, Explosion proof type) - - M25 -> All OCs requested to divide this quantities by purposes as below. | - | CABLE GLAND | 0 | 0 | 0 | 0 | 0 | 0 | 0 | 0 | 0 | 0 | 0 | - | 0 | 0 | 0 | 0 | 0 | 0 | 0 | - | Inactive
| 1 | 2 | 9.8.4 | Stopping Plug(Outdoor, Explosion proof type) - M32 | - | CABLE GLAND | 0 | 0 | 0 | 0 | 0 | 0 | 0 | 0 | 0 | 0 | 0 | - | 0 | 0 | 0 | 0 | 0 | 0 | 0 | - | Inactive
| 1 | 2 | 9.8.5 | Stopping Plug(Outdoor, Explosion proof type) - M40 | - | CABLE GLAND | 0 | 0 | 0 | 0 | 0 | 0 | 0 | 0 | 0 | 0 | 0 | - | 0 | 0 | 0 | 0 | 0 | 0 | 0 | - | Inactive
| 1 | 2 | 9.8.6 | Stopping Plug(Outdoor, Explosion proof type) - M50 | - | CABLE GLAND | 0 | 0 | 0 | 0 | 0 | 0 | 0 | 0 | 0 | 0 | 0 | - | 0 | 0 | 0 | 0 | 0 | 0 | 0 | - | Inactive
| 1 | 2 | 9.8.7 | Stopping Plug(Outdoor, Explosion proof type) - M63 | - | CABLE GLAND | 0 | 0 | 0 | 0 | 0 | 0 | 0 | 0 | 0 | 0 | 0 | - | 0 | 0 | 0 | 0 | 0 | 0 | 0 | - | Inactive
| 1 | 2 | 9.8.8 | Stopping Plug(Outdoor, Explosion proof type) - M75 | - | CABLE GLAND | 0 | 0 | 0 | 0 | 0 | 0 | 0 | 0 | 0 | 0 | 0 | - | 0 | 0 | 0 | 0 | 0 | 0 | 0 | - | Inactive
| 1 | 2 | 9.8.9 | Stopping Plug(Outdoor, Explosion proof type) - M80 | - | CABLE GLAND | 0 | 0 | 0 | 0 | 0 | 0 | 0 | 0 | 0 | 0 | 0 | - | 0 | 0 | 0 | 0 | 0 | 0 | 0 | - | Inactive
| 1 | 2 | 9.8.10 | Stopping Plug(Outdoor, Explosion proof type) - M90 | - | CABLE GLAND | 0 | 0 | 0 | 0 | 0 | 0 | 0 | 0 | 0 | 0 | 0 | - | 0 | 0 | 0 | 0 | 0 | 0 | 0 | - | Inactive
| 1 | 2 | 9.8.11 | Stopping Plug(Outdoor, Explosion proof type) - M100 | - | CABLE GLAND | 0 | 0 | 0 | 0 | 0 | 0 | 0 | 0 | 0 | 0 | 0 | - | 0 | 0 | 0 | 0 | 0 | 0 | 0 | - | Inactive
| 1 | 2 | 9.8.12 | Stopping Plug(Outdoor, Explosion proof type) - M115 | - | CABLE GLAND | 0 | 0 | 0 | 0 | 0 | 0 | 0 | 0 | 0 | 0 | 0 | - | 0 | 0 | 0 | 0 | 0 | 0 | 0 | - | Inactive
| 0 | 0 | 10 | Conduit & Fitting | - | CONDUIT AND FITTINGS | 0 | 0 | 0 | 0 | 0 | 0 | 0 | 0 | 0 | 0 | 0 | - | 0 | 0 | 0 | 0 | 0 | 0 | 12033.9333 | - | Active
| 0 | 1 | 10.1 | Rigid Steel Conduit (RSC) | - | CONDUIT AND FITTINGS | 0 | 0 | 0 | 0 | 0 | 0 | 0 | 0 | 0 | 0 | 0 | - | 0 | 0 | 0 | 0 | 0 | 0 | 9228.6 | - | Active
| 0 | 2 | 10.1.1 | Rigid Steel Conduit (RSC) | - | CONDUIT AND FITTINGS | 0 | 0 | 0 | 0 | 0 | 0 | 0 | 0 | 0 | 0 | 0 | - | 0 | 0 | 0 | 0 | 0 | 0 | 8922 | - | Active
| 1 | 3 | 10.1.1.1 | Rigid Steel Conduit (Hop dip falbanized, ISO metric thread) - 15mm (1/2") | - | CONDUIT AND FITTINGS | 0 | 0 | 0 | 0 | 0 | 0 | 0 | 0 | 0 | 0 | 0 | - | 0 | 0 | 0 | 0 | 0 | 0 | 0 | - | Inactive
| 1 | 3 | 10.1.1.2 | Rigid Steel Conduit (Hop dip falbanized, ISO metric thread) - 20mm (3/4") | - | CONDUIT AND FITTINGS | 8304 | 0 | 32230.4889 | 8083.14 | 3954.1166 | 0 | 267641979.6921 | 67122394.8289 | 32834984.4139 | 367599358.9348 | 5039.6292 | MP17 | 7.5 | 0.10009 | 1 | 0.75067 | 6233.5518 | 831.1402 | 8304 | N.01.01 | Active
| 1 | 3 | 10.1.1.3 | Rigid Steel Conduit (Hop dip falbanized, ISO metric thread) - 25mm (1") | - | CONDUIT AND FITTINGS | 0 | 0 | 0 | 0 | 0 | 0 | 0 | 0 | 0 | 0 | 0 | - | 0 | 0 | 0 | 0 | 0 | 0 | 0 | - | Inactive
| 1 | 3 | 10.1.1.4 | Rigid Steel Conduit (Hop dip falbanized, ISO metric thread) - 32mm (1-1/4") | - | CONDUIT AND FITTINGS | 95 | 0 | 0 | 0 | 0 | 0 | 4960253.4026 | 1243995.251 | 608538.5478 | 6812787.2014 | 93.4006 | MP17 | 7.5 | 0.10009 | 1 | 0.75067 | 71.3135 | 9.5085 | 95 | N.01.02 | Active
| 1 | 3 | 10.1.1.5 | Rigid Steel Conduit (Hop dip falbanized, ISO metric thread) - 40mm (1-1/2") | - | CONDUIT AND FITTINGS | 522 | 0 | 0 | 0 | 0 | 0 | 33985013.1964 | 8523186.1757 | 4169378.729 | 46677578.1011 | 639.931 | MP17 | 7.5 | 0.15 | 1 | 1.125 | 587.25 | 78.3 | 522 | N.01.03 | Active
| 1 | 3 | 10.1.1.6 | Rigid Steel Conduit (Hop dip falbanized, ISO metric thread) - 50mm (2") | - | CONDUIT AND FITTINGS | 1 | 0 | 0 | 0 | 0 | 0 | 81220.6337 | 20369.5129 | 9964.3739 | 111554.5205 | 1.5294 | MP17 | 7.5 | 0.15 | 1 | 1.125 | 1.125 | 0.15 | 1 | N.01.04 | Active
| 1 | 3 | 10.1.1.7 | Rigid Steel Conduit (Hop dip falbanized, ISO metric thread) - 65mm (2-1/2") | - | CONDUIT AND FITTINGS | 0 | 0 | 0 | 0 | 0 | 0 | 0 | 0 | 0 | 0 | 0 | - | 0 | 0 | 0 | 0 | 0 | 0 | 0 | - | Inactive
| 1 | 3 | 10.1.1.8 | Rigid Steel Conduit (Hop dip falbanized, ISO metric thread) - 80mm (3") | - | CONDUIT AND FITTINGS | 0 | 0 | 0 | 0 | 0 | 0 | 0 | 0 | 0 | 0 | 0 | - | 0 | 0 | 0 | 0 | 0 | 0 | 0 | - | Inactive
| 1 | 3 | 10.1.1.9 | Rigid Steel Conduit (Hop dip falbanized, ISO metric thread) - 100mm (4") | - | CONDUIT AND FITTINGS | 0 | 0 | 0 | 0 | 0 | 0 | 0 | 0 | 0 | 0 | 0 | - | 0 | 0 | 0 | 0 | 0 | 0 | 0 | - | Inactive
| 0 | 2 | 10.1.2 | Bushing for RSC | - | CONDUIT AND FITTINGS | 0 | 0 | 0 | 0 | 0 | 0 | 0 | 0 | 0 | 0 | 0 | - | 0 | 0 | 0 | 0 | 0 | 0 | 78 | - | Active
| 1 | 3 | 10.1.2.1 | Bushing for RSC (Hop dip falbanized, ISO metric thread) - 15mm (1/2") | - | CONDUIT AND FITTINGS | 0 | 0 | 0 | 0 | 0 | 0 | 0 | 0 | 0 | 0 | 0 | - | 0 | 0 | 0 | 0 | 0 | 0 | 0 | - | Inactive
| 1 | 3 | 10.1.2.2 | Bushing for RSC (Hop dip falbanized, ISO metric thread) - 20mm (3/4") | - | CONDUIT AND FITTINGS | 78 | 0 | 0 | 0 | 0 | 0 | 0 | 0 | 0 | 0 | 0 | MP17 | 7.5 | 0.001897 | 1 | 0.014228 | 1.1098 | 0.14797 | 78 | N.02.01 | Active
| 1 | 3 | 10.1.2.3 | Bushing for RSC (Hop dip falbanized, ISO metric thread) - 25mm (1") | - | CONDUIT AND FITTINGS | 0 | 0 | 0 | 0 | 0 | 0 | 0 | 0 | 0 | 0 | 0 | - | 0 | 0 | 0 | 0 | 0 | 0 | 0 | - | Inactive
| 1 | 3 | 10.1.2.4 | Bushing for RSC (Hop dip falbanized, ISO metric thread) - 32mm (1-1/4") | - | CONDUIT AND FITTINGS | 0 | 0 | 0 | 0 | 0 | 0 | 0 | 0 | 0 | 0 | 0 | - | 0 | 0 | 0 | 0 | 0 | 0 | 0 | - | Inactive
| 1 | 3 | 10.1.2.5 | Bushing for RSC (Hop dip falbanized, ISO metric thread) - 40mm (1-1/2") | - | CONDUIT AND FITTINGS | 0 | 0 | 0 | 0 | 0 | 0 | 0 | 0 | 0 | 0 | 0 | - | 0 | 0 | 0 | 0 | 0 | 0 | 0 | - | Inactive
| 1 | 3 | 10.1.2.6 | Bushing for RSC (Hop dip falbanized, ISO metric thread) - 50mm (2") | - | CONDUIT AND FITTINGS | 0 | 0 | 0 | 0 | 0 | 0 | 0 | 0 | 0 | 0 | 0 | - | 0 | 0 | 0 | 0 | 0 | 0 | 0 | - | Inactive
| 1 | 3 | 10.1.2.7 | Bushing for RSC (Hop dip falbanized, ISO metric thread) - 65mm (2-1/2") | - | CONDUIT AND FITTINGS | 0 | 0 | 0 | 0 | 0 | 0 | 0 | 0 | 0 | 0 | 0 | - | 0 | 0 | 0 | 0 | 0 | 0 | 0 | - | Inactive
| 1 | 3 | 10.1.2.8 | Bushing for RSC (Hop dip falbanized, ISO metric thread) - 80mm (3") | - | CONDUIT AND FITTINGS | 0 | 0 | 0 | 0 | 0 | 0 | 0 | 0 | 0 | 0 | 0 | - | 0 | 0 | 0 | 0 | 0 | 0 | 0 | - | Inactive
| 1 | 3 | 10.1.2.9 | Bushing for RSC (Hop dip falbanized, ISO metric thread) - 100mm (4") | - | CONDUIT AND FITTINGS | 0 | 0 | 0 | 0 | 0 | 0 | 0 | 0 | 0 | 0 | 0 | - | 0 | 0 | 0 | 0 | 0 | 0 | 0 | - | Inactive
| 0 | 2 | 10.1.3 | Lock nut for RSC | - | CONDUIT AND FITTINGS | 0 | 0 | 0 | 0 | 0 | 0 | 0 | 0 | 0 | 0 | 0 | - | 0 | 0 | 0 | 0 | 0 | 0 | 78 | - | Active
| 1 | 3 | 10.1.3.1 | Lock nut for RSC (Hop dip falbanized, ISO metric thread) - 15mm (1/2") | - | CONDUIT AND FITTINGS | 0 | 0 | 0 | 0 | 0 | 0 | 0 | 0 | 0 | 0 | 0 | - | 0 | 0 | 0 | 0 | 0 | 0 | 0 | - | Inactive
| 1 | 3 | 10.1.3.2 | Lock nut for RSC (Hop dip falbanized, ISO metric thread) - 20mm (3/4") | - | CONDUIT AND FITTINGS | 78 | 0 | 0 | 0 | 0 | 0 | 0 | 0 | 0 | 0 | 0 | MP17 | 7.5 | 0.001897 | 1 | 0.014228 | 1.1098 | 0.14797 | 78 | N.02.01 | Active
| 1 | 3 | 10.1.3.3 | Lock nut for RSC (Hop dip falbanized, ISO metric thread) - 25mm (1") | - | CONDUIT AND FITTINGS | 0 | 0 | 0 | 0 | 0 | 0 | 0 | 0 | 0 | 0 | 0 | - | 0 | 0 | 0 | 0 | 0 | 0 | 0 | - | Inactive
| 1 | 3 | 10.1.3.4 | Lock nut for RSC (Hop dip falbanized, ISO metric thread) - 32mm (1-1/4") | - | CONDUIT AND FITTINGS | 0 | 0 | 0 | 0 | 0 | 0 | 0 | 0 | 0 | 0 | 0 | - | 0 | 0 | 0 | 0 | 0 | 0 | 0 | - | Inactive
| 1 | 3 | 10.1.3.5 | Lock nut for RSC (Hop dip falbanized, ISO metric thread) - 40mm (1-1/2") | - | CONDUIT AND FITTINGS | 0 | 0 | 0 | 0 | 0 | 0 | 0 | 0 | 0 | 0 | 0 | - | 0 | 0 | 0 | 0 | 0 | 0 | 0 | - | Inactive
| 1 | 3 | 10.1.3.6 | Lock nut for RSC (Hop dip falbanized, ISO metric thread) - 50mm (2") | - | CONDUIT AND FITTINGS | 0 | 0 | 0 | 0 | 0 | 0 | 0 | 0 | 0 | 0 | 0 | - | 0 | 0 | 0 | 0 | 0 | 0 | 0 | - | Inactive
| 1 | 3 | 10.1.3.7 | Lock nut for RSC (Hop dip falbanized, ISO metric thread) - 65mm (2-1/2") | - | CONDUIT AND FITTINGS | 0 | 0 | 0 | 0 | 0 | 0 | 0 | 0 | 0 | 0 | 0 | - | 0 | 0 | 0 | 0 | 0 | 0 | 0 | - | Inactive
| 1 | 3 | 10.1.3.8 | Lock nut for RSC (Hop dip falbanized, ISO metric thread) - 80mm (3") | - | CONDUIT AND FITTINGS | 0 | 0 | 0 | 0 | 0 | 0 | 0 | 0 | 0 | 0 | 0 | - | 0 | 0 | 0 | 0 | 0 | 0 | 0 | - | Inactive
| 1 | 3 | 10.1.3.9 | Lock nut for RSC (Hop dip falbanized, ISO metric thread) - 100mm (4") | - | CONDUIT AND FITTINGS | 0 | 0 | 0 | 0 | 0 | 0 | 0 | 0 | 0 | 0 | 0 | - | 0 | 0 | 0 | 0 | 0 | 0 | 0 | - | Inactive
| 0 | 2 | 10.1.4 | Union for RSC | - | CONDUIT AND FITTINGS | 0 | 0 | 0 | 0 | 0 | 0 | 0 | 0 | 0 | 0 | 0 | - | 0 | 0 | 0 | 0 | 0 | 0 | 0 | - | Inactive
| 1 | 3 | 10.1.4.1 | Union for RSC (Hop dip falbanized, ISO metric thread) - 15mm (1/2") | - | CONDUIT AND FITTINGS | 0 | 0 | 0 | 0 | 0 | 0 | 0 | 0 | 0 | 0 | 0 | - | 0 | 0 | 0 | 0 | 0 | 0 | 0 | - | Inactive
| 1 | 3 | 10.1.4.2 | Union for RSC (Hop dip falbanized, ISO metric thread) - 20mm (3/4") | - | CONDUIT AND FITTINGS | 0 | 0 | 0 | 0 | 0 | 0 | 0 | 0 | 0 | 0 | 0 | - | 0 | 0 | 0 | 0 | 0 | 0 | 0 | - | Inactive
| 1 | 3 | 10.1.4.3 | Union for RSC (Hop dip falbanized, ISO metric thread) - 25mm (1") | - | CONDUIT AND FITTINGS | 0 | 0 | 0 | 0 | 0 | 0 | 0 | 0 | 0 | 0 | 0 | - | 0 | 0 | 0 | 0 | 0 | 0 | 0 | - | Inactive
| 1 | 3 | 10.1.4.4 | Union for RSC (Hop dip falbanized, ISO metric thread) - 32mm (1-1/4") | - | CONDUIT AND FITTINGS | 0 | 0 | 0 | 0 | 0 | 0 | 0 | 0 | 0 | 0 | 0 | - | 0 | 0 | 0 | 0 | 0 | 0 | 0 | - | Inactive
| 1 | 3 | 10.1.4.5 | Union for RSC (Hop dip falbanized, ISO metric thread) - 40mm (1-1/2") | - | CONDUIT AND FITTINGS | 0 | 0 | 0 | 0 | 0 | 0 | 0 | 0 | 0 | 0 | 0 | - | 0 | 0 | 0 | 0 | 0 | 0 | 0 | - | Inactive
| 1 | 3 | 10.1.4.6 | Union for RSC (Hop dip falbanized, ISO metric thread) - 50mm (2") | - | CONDUIT AND FITTINGS | 0 | 0 | 0 | 0 | 0 | 0 | 0 | 0 | 0 | 0 | 0 | - | 0 | 0 | 0 | 0 | 0 | 0 | 0 | - | Inactive
| 1 | 3 | 10.1.4.7 | Union for RSC (Hop dip falbanized, ISO metric thread) - 65mm (2-1/2") | - | CONDUIT AND FITTINGS | 0 | 0 | 0 | 0 | 0 | 0 | 0 | 0 | 0 | 0 | 0 | - | 0 | 0 | 0 | 0 | 0 | 0 | 0 | - | Inactive
| 1 | 3 | 10.1.4.8 | Union for RSC (Hop dip falbanized, ISO metric thread) - 80mm (3") | - | CONDUIT AND FITTINGS | 0 | 0 | 0 | 0 | 0 | 0 | 0 | 0 | 0 | 0 | 0 | - | 0 | 0 | 0 | 0 | 0 | 0 | 0 | - | Inactive
| 1 | 3 | 10.1.4.9 | Union for RSC (Hop dip falbanized, ISO metric thread) - 100mm (4") | - | CONDUIT AND FITTINGS | 0 | 0 | 0 | 0 | 0 | 0 | 0 | 0 | 0 | 0 | 0 | - | 0 | 0 | 0 | 0 | 0 | 0 | 0 | - | Inactive
| 0 | 2 | 10.1.5 | Elbow for RSC | - | CONDUIT AND FITTINGS | 0 | 0 | 0 | 0 | 0 | 0 | 0 | 0 | 0 | 0 | 0 | - | 0 | 0 | 0 | 0 | 0 | 0 | 0 | - | Inactive
| 0 | 3 | 10.1.5.1 | Elbow for RSC (LC Type) | - | CONDUIT AND FITTINGS | 0 | 0 | 0 | 0 | 0 | 0 | 0 | 0 | 0 | 0 | 0 | - | 0 | 0 | 0 | 0 | 0 | 0 | 0 | - | Inactive
| 1 | 4 | 10.1.5.1.1 | Elbow for RSC (LC Type) (Hop dip falbanized, ISO metric thread) - 15mm (1/2") | - | CONDUIT AND FITTINGS | 0 | 0 | 0 | 0 | 0 | 0 | 0 | 0 | 0 | 0 | 0 | - | 0 | 0 | 0 | 0 | 0 | 0 | 0 | - | Inactive
| 1 | 4 | 10.1.5.1.2 | Elbow for RSC (LC Type) (Hop dip falbanized, ISO metric thread) - 20mm (3/4") | - | CONDUIT AND FITTINGS | 0 | 0 | 0 | 0 | 0 | 0 | 0 | 0 | 0 | 0 | 0 | - | 0 | 0 | 0 | 0 | 0 | 0 | 0 | - | Inactive
| 1 | 4 | 10.1.5.1.3 | Elbow for RSC (LC Type) (Hop dip falbanized, ISO metric thread) - 25mm (1") | - | CONDUIT AND FITTINGS | 0 | 0 | 0 | 0 | 0 | 0 | 0 | 0 | 0 | 0 | 0 | - | 0 | 0 | 0 | 0 | 0 | 0 | 0 | - | Inactive
| 1 | 4 | 10.1.5.1.4 | Elbow for RSC (LC Type) (Hop dip falbanized, ISO metric thread) - 32mm (1-1/4") | - | CONDUIT AND FITTINGS | 0 | 0 | 0 | 0 | 0 | 0 | 0 | 0 | 0 | 0 | 0 | - | 0 | 0 | 0 | 0 | 0 | 0 | 0 | - | Inactive
| 1 | 4 | 10.1.5.1.5 | Elbow for RSC (LC Type) (Hop dip falbanized, ISO metric thread) - 40mm (1-1/2") | - | CONDUIT AND FITTINGS | 0 | 0 | 0 | 0 | 0 | 0 | 0 | 0 | 0 | 0 | 0 | - | 0 | 0 | 0 | 0 | 0 | 0 | 0 | - | Inactive
| 1 | 4 | 10.1.5.1.6 | Elbow for RSC (LC Type) (Hop dip falbanized, ISO metric thread) - 50mm (2") | - | CONDUIT AND FITTINGS | 0 | 0 | 0 | 0 | 0 | 0 | 0 | 0 | 0 | 0 | 0 | - | 0 | 0 | 0 | 0 | 0 | 0 | 0 | - | Inactive
| 1 | 4 | 10.1.5.1.7 | Elbow for RSC (LC Type) (Hop dip falbanized, ISO metric thread) - 65mm (2-1/2") | - | CONDUIT AND FITTINGS | 0 | 0 | 0 | 0 | 0 | 0 | 0 | 0 | 0 | 0 | 0 | - | 0 | 0 | 0 | 0 | 0 | 0 | 0 | - | Inactive
| 1 | 4 | 10.1.5.1.8 | Elbow for RSC (LC Type) (Hop dip falbanized, ISO metric thread) - 80mm (3") | - | CONDUIT AND FITTINGS | 0 | 0 | 0 | 0 | 0 | 0 | 0 | 0 | 0 | 0 | 0 | - | 0 | 0 | 0 | 0 | 0 | 0 | 0 | - | Inactive
| 1 | 4 | 10.1.5.1.9 | Elbow for RSC (LC Type) (Hop dip falbanized, ISO metric thread) - 100mm (4") | - | CONDUIT AND FITTINGS | 0 | 0 | 0 | 0 | 0 | 0 | 0 | 0 | 0 | 0 | 0 | - | 0 | 0 | 0 | 0 | 0 | 0 | 0 | - | Inactive
| 0 | 3 | 10.1.5.2 | Elbow for RSC (LB Type) | - | CONDUIT AND FITTINGS | 0 | 0 | 0 | 0 | 0 | 0 | 0 | 0 | 0 | 0 | 0 | - | 0 | 0 | 0 | 0 | 0 | 0 | 0 | - | Inactive
| 1 | 4 | 10.1.5.2.1 | Elbow for RSC (LB Type) (Hop dip falbanized, ISO metric thread) - 15mm (1/2") | - | CONDUIT AND FITTINGS | 0 | 0 | 0 | 0 | 0 | 0 | 0 | 0 | 0 | 0 | 0 | - | 0 | 0 | 0 | 0 | 0 | 0 | 0 | - | Inactive
| 1 | 4 | 10.1.5.2.2 | Elbow for RSC (LB Type) (Hop dip falbanized, ISO metric thread) - 20mm (3/4") | - | CONDUIT AND FITTINGS | 0 | 0 | 0 | 0 | 0 | 0 | 0 | 0 | 0 | 0 | 0 | - | 0 | 0 | 0 | 0 | 0 | 0 | 0 | - | Inactive
| 1 | 4 | 10.1.5.2.3 | Elbow for RSC (LB Type) (Hop dip falbanized, ISO metric thread) - 25mm (1") | - | CONDUIT AND FITTINGS | 0 | 0 | 0 | 0 | 0 | 0 | 0 | 0 | 0 | 0 | 0 | - | 0 | 0 | 0 | 0 | 0 | 0 | 0 | - | Inactive
| 1 | 4 | 10.1.5.2.4 | Elbow for RSC (LB Type) (Hop dip falbanized, ISO metric thread) - 32mm (1-1/4") | - | CONDUIT AND FITTINGS | 0 | 0 | 0 | 0 | 0 | 0 | 0 | 0 | 0 | 0 | 0 | - | 0 | 0 | 0 | 0 | 0 | 0 | 0 | - | Inactive
| 1 | 4 | 10.1.5.2.5 | Elbow for RSC (LB Type) (Hop dip falbanized, ISO metric thread) - 40mm (1-1/2") | - | CONDUIT AND FITTINGS | 0 | 0 | 0 | 0 | 0 | 0 | 0 | 0 | 0 | 0 | 0 | - | 0 | 0 | 0 | 0 | 0 | 0 | 0 | - | Inactive
| 1 | 4 | 10.1.5.2.6 | Elbow for RSC (LB Type) (Hop dip falbanized, ISO metric thread) - 50mm (2") | - | CONDUIT AND FITTINGS | 0 | 0 | 0 | 0 | 0 | 0 | 0 | 0 | 0 | 0 | 0 | - | 0 | 0 | 0 | 0 | 0 | 0 | 0 | - | Inactive
| 1 | 4 | 10.1.5.2.7 | Elbow for RSC (LB Type) (Hop dip falbanized, ISO metric thread) - 65mm (2-1/2") | - | CONDUIT AND FITTINGS | 0 | 0 | 0 | 0 | 0 | 0 | 0 | 0 | 0 | 0 | 0 | - | 0 | 0 | 0 | 0 | 0 | 0 | 0 | - | Inactive
| 1 | 4 | 10.1.5.2.8 | Elbow for RSC (LB Type) (Hop dip falbanized, ISO metric thread) - 80mm (3") | - | CONDUIT AND FITTINGS | 0 | 0 | 0 | 0 | 0 | 0 | 0 | 0 | 0 | 0 | 0 | - | 0 | 0 | 0 | 0 | 0 | 0 | 0 | - | Inactive
| 1 | 4 | 10.1.5.2.9 | Elbow for RSC (LB Type) (Hop dip falbanized, ISO metric thread) - 100mm (4") | - | CONDUIT AND FITTINGS | 0 | 0 | 0 | 0 | 0 | 0 | 0 | 0 | 0 | 0 | 0 | - | 0 | 0 | 0 | 0 | 0 | 0 | 0 | - | Inactive
| 0 | 3 | 10.1.5.3 | Elbow for RSC (LL Type) | - | CONDUIT AND FITTINGS | 0 | 0 | 0 | 0 | 0 | 0 | 0 | 0 | 0 | 0 | 0 | - | 0 | 0 | 0 | 0 | 0 | 0 | 0 | - | Inactive
| 1 | 4 | 10.1.5.3.1 | Elbow for RSC (LL Type) (Hop dip falbanized, ISO metric thread) - 15mm (1/2") | - | CONDUIT AND FITTINGS | 0 | 0 | 0 | 0 | 0 | 0 | 0 | 0 | 0 | 0 | 0 | - | 0 | 0 | 0 | 0 | 0 | 0 | 0 | - | Inactive
| 1 | 4 | 10.1.5.3.2 | Elbow for RSC (LL Type) (Hop dip falbanized, ISO metric thread) - 20mm (3/4") | - | CONDUIT AND FITTINGS | 0 | 0 | 0 | 0 | 0 | 0 | 0 | 0 | 0 | 0 | 0 | - | 0 | 0 | 0 | 0 | 0 | 0 | 0 | - | Inactive
| 1 | 4 | 10.1.5.3.3 | Elbow for RSC (LL Type) (Hop dip falbanized, ISO metric thread) - 25mm (1") | - | CONDUIT AND FITTINGS | 0 | 0 | 0 | 0 | 0 | 0 | 0 | 0 | 0 | 0 | 0 | - | 0 | 0 | 0 | 0 | 0 | 0 | 0 | - | Inactive
| 1 | 4 | 10.1.5.3.4 | Elbow for RSC (LL Type) (Hop dip falbanized, ISO metric thread) - 32mm (1-1/4") | - | CONDUIT AND FITTINGS | 0 | 0 | 0 | 0 | 0 | 0 | 0 | 0 | 0 | 0 | 0 | - | 0 | 0 | 0 | 0 | 0 | 0 | 0 | - | Inactive
| 1 | 4 | 10.1.5.3.5 | Elbow for RSC (LL Type) (Hop dip falbanized, ISO metric thread) - 40mm (1-1/2") | - | CONDUIT AND FITTINGS | 0 | 0 | 0 | 0 | 0 | 0 | 0 | 0 | 0 | 0 | 0 | - | 0 | 0 | 0 | 0 | 0 | 0 | 0 | - | Inactive
| 1 | 4 | 10.1.5.3.6 | Elbow for RSC (LL Type) (Hop dip falbanized, ISO metric thread) - 50mm (2") | - | CONDUIT AND FITTINGS | 0 | 0 | 0 | 0 | 0 | 0 | 0 | 0 | 0 | 0 | 0 | - | 0 | 0 | 0 | 0 | 0 | 0 | 0 | - | Inactive
| 1 | 4 | 10.1.5.3.7 | Elbow for RSC (LL Type) (Hop dip falbanized, ISO metric thread) - 65mm (2-1/2") | - | CONDUIT AND FITTINGS | 0 | 0 | 0 | 0 | 0 | 0 | 0 | 0 | 0 | 0 | 0 | - | 0 | 0 | 0 | 0 | 0 | 0 | 0 | - | Inactive
| 1 | 4 | 10.1.5.3.8 | Elbow for RSC (LL Type) (Hop dip falbanized, ISO metric thread) - 80mm (3") | - | CONDUIT AND FITTINGS | 0 | 0 | 0 | 0 | 0 | 0 | 0 | 0 | 0 | 0 | 0 | - | 0 | 0 | 0 | 0 | 0 | 0 | 0 | - | Inactive
| 1 | 4 | 10.1.5.3.9 | Elbow for RSC (LL Type) (Hop dip falbanized, ISO metric thread) - 100mm (4") | - | CONDUIT AND FITTINGS | 0 | 0 | 0 | 0 | 0 | 0 | 0 | 0 | 0 | 0 | 0 | - | 0 | 0 | 0 | 0 | 0 | 0 | 0 | - | Inactive
| 0 | 3 | 10.1.5.4 | Elbow for RSC (LR Type) | - | CONDUIT AND FITTINGS | 0 | 0 | 0 | 0 | 0 | 0 | 0 | 0 | 0 | 0 | 0 | - | 0 | 0 | 0 | 0 | 0 | 0 | 0 | - | Inactive
| 1 | 4 | 10.1.5.4.1 | Elbow for RSC (LR Type) (Hop dip falbanized, ISO metric thread) - 15mm (1/2") | - | CONDUIT AND FITTINGS | 0 | 0 | 0 | 0 | 0 | 0 | 0 | 0 | 0 | 0 | 0 | - | 0 | 0 | 0 | 0 | 0 | 0 | 0 | - | Inactive
| 1 | 4 | 10.1.5.4.2 | Elbow for RSC (LR Type) (Hop dip falbanized, ISO metric thread) - 20mm (3/4") | - | CONDUIT AND FITTINGS | 0 | 0 | 0 | 0 | 0 | 0 | 0 | 0 | 0 | 0 | 0 | - | 0 | 0 | 0 | 0 | 0 | 0 | 0 | - | Inactive
| 1 | 4 | 10.1.5.4.3 | Elbow for RSC (LR Type) (Hop dip falbanized, ISO metric thread) - 25mm (1") | - | CONDUIT AND FITTINGS | 0 | 0 | 0 | 0 | 0 | 0 | 0 | 0 | 0 | 0 | 0 | - | 0 | 0 | 0 | 0 | 0 | 0 | 0 | - | Inactive
| 1 | 4 | 10.1.5.4.4 | Elbow for RSC (LR Type) (Hop dip falbanized, ISO metric thread) - 32mm (1-1/4") | - | CONDUIT AND FITTINGS | 0 | 0 | 0 | 0 | 0 | 0 | 0 | 0 | 0 | 0 | 0 | - | 0 | 0 | 0 | 0 | 0 | 0 | 0 | - | Inactive
| 1 | 4 | 10.1.5.4.5 | Elbow for RSC (LR Type) (Hop dip falbanized, ISO metric thread) - 40mm (1-1/2") | - | CONDUIT AND FITTINGS | 0 | 0 | 0 | 0 | 0 | 0 | 0 | 0 | 0 | 0 | 0 | - | 0 | 0 | 0 | 0 | 0 | 0 | 0 | - | Inactive
| 1 | 4 | 10.1.5.4.6 | Elbow for RSC (LR Type) (Hop dip falbanized, ISO metric thread) - 50mm (2") | - | CONDUIT AND FITTINGS | 0 | 0 | 0 | 0 | 0 | 0 | 0 | 0 | 0 | 0 | 0 | - | 0 | 0 | 0 | 0 | 0 | 0 | 0 | - | Inactive
| 1 | 4 | 10.1.5.4.7 | Elbow for RSC (LR Type) (Hop dip falbanized, ISO metric thread) - 65mm (2-1/2") | - | CONDUIT AND FITTINGS | 0 | 0 | 0 | 0 | 0 | 0 | 0 | 0 | 0 | 0 | 0 | - | 0 | 0 | 0 | 0 | 0 | 0 | 0 | - | Inactive
| 1 | 4 | 10.1.5.4.8 | Elbow for RSC (LR Type) (Hop dip falbanized, ISO metric thread) - 80mm (3") | - | CONDUIT AND FITTINGS | 0 | 0 | 0 | 0 | 0 | 0 | 0 | 0 | 0 | 0 | 0 | - | 0 | 0 | 0 | 0 | 0 | 0 | 0 | - | Inactive
| 1 | 4 | 10.1.5.4.9 | Elbow for RSC (LR Type) (Hop dip falbanized, ISO metric thread) - 100mm (4") | - | CONDUIT AND FITTINGS | 0 | 0 | 0 | 0 | 0 | 0 | 0 | 0 | 0 | 0 | 0 | - | 0 | 0 | 0 | 0 | 0 | 0 | 0 | - | Inactive
| 0 | 2 | 10.1.6 | Coupling for RSC | - | CONDUIT AND FITTINGS | 0 | 0 | 0 | 0 | 0 | 0 | 0 | 0 | 0 | 0 | 0 | - | 0 | 0 | 0 | 0 | 0 | 0 | 56 | - | Active
| 1 | 3 | 10.1.6.1 | Coupling for RSC (Hop dip falbanized, ISO metric thread) - 15mm (1/2") | - | CONDUIT AND FITTINGS | 0 | 0 | 0 | 0 | 0 | 0 | 0 | 0 | 0 | 0 | 0 | - | 0 | 0 | 0 | 0 | 0 | 0 | 0 | - | Inactive
| 1 | 3 | 10.1.6.2 | Coupling for RSC (Hop dip falbanized, ISO metric thread) - 20mm (3/4") | - | CONDUIT AND FITTINGS | 56 | 0 | 0 | 0 | 0 | 0 | 0 | 0 | 0 | 0 | 0 | MP17 | 7.5 | 0.001897 | 1 | 0.014228 | 0.79675 | 0.10623 | 56 | N.02.01 | Active
| 1 | 3 | 10.1.6.3 | Coupling for RSC (Hop dip falbanized, ISO metric thread) - 25mm (1") | - | CONDUIT AND FITTINGS | 0 | 0 | 0 | 0 | 0 | 0 | 0 | 0 | 0 | 0 | 0 | - | 0 | 0 | 0 | 0 | 0 | 0 | 0 | - | Inactive
| 1 | 3 | 10.1.6.4 | Coupling for RSC (Hop dip falbanized, ISO metric thread) - 32mm (1-1/4") | - | CONDUIT AND FITTINGS | 0 | 0 | 0 | 0 | 0 | 0 | 0 | 0 | 0 | 0 | 0 | - | 0 | 0 | 0 | 0 | 0 | 0 | 0 | - | Inactive
| 1 | 3 | 10.1.6.5 | Coupling for RSC (Hop dip falbanized, ISO metric thread) - 40mm (1-1/2") | - | CONDUIT AND FITTINGS | 0 | 0 | 0 | 0 | 0 | 0 | 0 | 0 | 0 | 0 | 0 | - | 0 | 0 | 0 | 0 | 0 | 0 | 0 | - | Inactive
| 1 | 3 | 10.1.6.6 | Coupling for RSC (Hop dip falbanized, ISO metric thread) - 50mm (2") | - | CONDUIT AND FITTINGS | 0 | 0 | 0 | 0 | 0 | 0 | 0 | 0 | 0 | 0 | 0 | - | 0 | 0 | 0 | 0 | 0 | 0 | 0 | - | Inactive
| 1 | 3 | 10.1.6.7 | Coupling for RSC (Hop dip falbanized, ISO metric thread) - 65mm (2-1/2") | - | CONDUIT AND FITTINGS | 0 | 0 | 0 | 0 | 0 | 0 | 0 | 0 | 0 | 0 | 0 | - | 0 | 0 | 0 | 0 | 0 | 0 | 0 | - | Inactive
| 1 | 3 | 10.1.6.8 | Coupling for RSC (Hop dip falbanized, ISO metric thread) - 80mm (3") | - | CONDUIT AND FITTINGS | 0 | 0 | 0 | 0 | 0 | 0 | 0 | 0 | 0 | 0 | 0 | - | 0 | 0 | 0 | 0 | 0 | 0 | 0 | - | Inactive
| 1 | 3 | 10.1.6.9 | Coupling for RSC (Hop dip falbanized, ISO metric thread) - 100mm (4") | - | CONDUIT AND FITTINGS | 0 | 0 | 0 | 0 | 0 | 0 | 0 | 0 | 0 | 0 | 0 | - | 0 | 0 | 0 | 0 | 0 | 0 | 0 | - | Inactive
| 0 | 2 | 10.1.7 | Unistrut Clamp | - | CONDUIT AND FITTINGS | 0 | 0 | 0 | 0 | 0 | 0 | 0 | 0 | 0 | 0 | 0 | - | 0 | 0 | 0 | 0 | 0 | 0 | 89.6 | - | Active
| 1 | 3 | 10.1.7.1 | Unistrut Clamp (Hop dip falbanized) - 20mm (3/4") | - | CONDUIT AND FITTINGS | 89.6 | 0 | 0 | 0 | 0 | 0 | 0 | 0 | 0 | 0 | 0 | MP17 | 7.5 | 0.001897 | 1 | 0.014228 | 1.2748 | 0.16997 | 89.6 | N.03.01 | Active
| 1 | 3 | 10.1.7.2 | Unistrut Clamp (Hop dip falbanized) - 25mm (1") | - | CONDUIT AND FITTINGS | 0 | 0 | 0 | 0 | 0 | 0 | 0 | 0 | 0 | 0 | 0 | - | 0 | 0 | 0 | 0 | 0 | 0 | 0 | - | Inactive
| 1 | 3 | 10.1.7.3 | Unistrut Clamp (Hop dip falbanized) - 32mm (1-1/4") | - | CONDUIT AND FITTINGS | 0 | 0 | 0 | 0 | 0 | 0 | 0 | 0 | 0 | 0 | 0 | - | 0 | 0 | 0 | 0 | 0 | 0 | 0 | - | Inactive
| 1 | 3 | 10.1.7.4 | Unistrut Clamp (Hop dip falbanized) - 40mm (1-1/2") | - | CONDUIT AND FITTINGS | 0 | 0 | 0 | 0 | 0 | 0 | 0 | 0 | 0 | 0 | 0 | - | 0 | 0 | 0 | 0 | 0 | 0 | 0 | - | Inactive
| 1 | 3 | 10.1.7.5 | Unistrut Clamp (Hop dip falbanized) - 50mm (2") | - | CONDUIT AND FITTINGS | 0 | 0 | 0 | 0 | 0 | 0 | 0 | 0 | 0 | 0 | 0 | - | 0 | 0 | 0 | 0 | 0 | 0 | 0 | - | Inactive
| 0 | 2 | 10.1.8 | Conduit Strap(Saddle) for RSC | - | CONDUIT AND FITTINGS | 0 | 0 | 0 | 0 | 0 | 0 | 0 | 0 | 0 | 0 | 0 | - | 0 | 0 | 0 | 0 | 0 | 0 | 0 | - | Inactive
| 1 | 3 | 10.1.8.1 | Conduit Strap(Saddle) for RSC (Hop dip falbanized, 2Hole) - 20mm (3/4") | - | CONDUIT AND FITTINGS | 0 | 0 | 0 | 0 | 0 | 0 | 0 | 0 | 0 | 0 | 0 | - | 0 | 0 | 0 | 0 | 0 | 0 | 0 | - | Inactive
| 1 | 3 | 10.1.8.2 | Conduit Strap(Saddle) for RSC (Hop dip falbanized, 2Hole) - 25mm (1") | - | CONDUIT AND FITTINGS | 0 | 0 | 0 | 0 | 0 | 0 | 0 | 0 | 0 | 0 | 0 | - | 0 | 0 | 0 | 0 | 0 | 0 | 0 | - | Inactive
| 1 | 3 | 10.1.8.3 | Conduit Strap(Saddle) for RSC (Hop dip falbanized, 2Hole) - 32mm (1-1/4") | - | CONDUIT AND FITTINGS | 0 | 0 | 0 | 0 | 0 | 0 | 0 | 0 | 0 | 0 | 0 | - | 0 | 0 | 0 | 0 | 0 | 0 | 0 | - | Inactive
| 1 | 3 | 10.1.8.4 | Conduit Strap(Saddle) for RSC (Hop dip falbanized, 2Hole) - 40mm (1-1/2") | - | CONDUIT AND FITTINGS | 0 | 0 | 0 | 0 | 0 | 0 | 0 | 0 | 0 | 0 | 0 | - | 0 | 0 | 0 | 0 | 0 | 0 | 0 | - | Inactive
| 1 | 3 | 10.1.8.5 | Conduit Strap(Saddle) for RSC (Hop dip falbanized, 2Hole) - 50mm (2") | - | CONDUIT AND FITTINGS | 0 | 0 | 0 | 0 | 0 | 0 | 0 | 0 | 0 | 0 | 0 | - | 0 | 0 | 0 | 0 | 0 | 0 | 0 | - | Inactive
| 0 | 2 | 10.1.9 | Adapter (3/4"(M))/1"(F)) w/Knocknut (3/4") | - | CONDUIT AND FITTINGS | 0 | 0 | 0 | 0 | 0 | 0 | 0 | 0 | 0 | 0 | 0 | - | 0 | 0 | 0 | 0 | 0 | 0 | 0 | - | Inactive
| 1 | 3 | 10.1.9.1 | Adapte (Hop dip falbanized, 2Hole) - 20mm (3/4") (M) - 15mm (1/2") (F) | - | CONDUIT AND FITTINGS | 0 | 0 | 0 | 0 | 0 | 0 | 0 | 0 | 0 | 0 | 0 | - | 0 | 0 | 0 | 0 | 0 | 0 | 0 | - | Inactive
| 0 | 2 | 10.1.10 | Normal Bend for RSC | - | CONDUIT AND FITTINGS | 0 | 0 | 0 | 0 | 0 | 0 | 0 | 0 | 0 | 0 | 0 | - | 0 | 0 | 0 | 0 | 0 | 0 | 5 | - | Active
| 1 | 3 | 10.1.10.1 | Normal Bend for RSC (Hop dip falbanized) - 20mm (3/4") | - | CONDUIT AND FITTINGS | 5 | 0 | 0 | 0 | 0 | 0 | 0 | 0 | 0 | 0 | 0 | MP17 | 7.5 | 0.001897 | 1 | 0.014228 | 0.071139 | 0.0094852 | 5 | N.02.01 | Active
| 0 | 1 | 10.2 | Flexible Conduit | - | CONDUIT AND FITTINGS | 0 | 0 | 0 | 0 | 0 | 0 | 0 | 0 | 0 | 0 | 0 | - | 0 | 0 | 0 | 0 | 0 | 0 | 111 | - | Active
| 0 | 2 | 10.2.1 | Flexible Conduit for Indoor use | - | CONDUIT AND FITTINGS | 0 | 0 | 0 | 0 | 0 | 0 | 0 | 0 | 0 | 0 | 0 | - | 0 | 0 | 0 | 0 | 0 | 0 | 35 | - | Active
| 1 | 3 | 10.2.1.1 | Flexible Conduit for Indoor use - 15mm (1/2") | - | CONDUIT AND FITTINGS | 0 | 0 | 0 | 0 | 0 | 0 | 0 | 0 | 0 | 0 | 0 | - | 0 | 0 | 0 | 0 | 0 | 0 | 0 | - | Inactive
| 1 | 3 | 10.2.1.2 | Flexible Conduit for Indoor use - 20mm (3/4") | - | CONDUIT AND FITTINGS | 35 | 0 | 25784.3911 | 6466.512 | 3163.2933 | 0 | 902453.6887 | 226327.9209 | 110715.2654 | 1239496.875 | 16.993 | MP17 | 7.5 | 0.1 | 1 | 0.75 | 26.25 | 3.5 | 35 | N.04.01 | Active
| 1 | 3 | 10.2.1.3 | Flexible Conduit for Indoor use - 25mm (1") | - | CONDUIT AND FITTINGS | 0 | 0 | 0 | 0 | 0 | 0 | 0 | 0 | 0 | 0 | 0 | - | 0 | 0 | 0 | 0 | 0 | 0 | 0 | - | Inactive
| 1 | 3 | 10.2.1.4 | Flexible Conduit for Indoor use - 32mm (1-1/4") | - | CONDUIT AND FITTINGS | 0 | 0 | 0 | 0 | 0 | 0 | 0 | 0 | 0 | 0 | 0 | - | 0 | 0 | 0 | 0 | 0 | 0 | 0 | - | Inactive
| 1 | 3 | 10.2.1.5 | Flexible Conduit for Indoor use - 40mm (1-1/2") | - | CONDUIT AND FITTINGS | 0 | 0 | 0 | 0 | 0 | 0 | 0 | 0 | 0 | 0 | 0 | - | 0 | 0 | 0 | 0 | 0 | 0 | 0 | - | Inactive
| 1 | 3 | 10.2.1.6 | Flexible Conduit for Indoor use - 50mm (2") | - | CONDUIT AND FITTINGS | 0 | 0 | 0 | 0 | 0 | 0 | 0 | 0 | 0 | 0 | 0 | - | 0 | 0 | 0 | 0 | 0 | 0 | 0 | - | Inactive
| 1 | 3 | 10.2.1.7 | Flexible Conduit for Indoor use - 65mm (2-1/2") | - | CONDUIT AND FITTINGS | 0 | 0 | 0 | 0 | 0 | 0 | 0 | 0 | 0 | 0 | 0 | - | 0 | 0 | 0 | 0 | 0 | 0 | 0 | - | Inactive
| 1 | 3 | 10.2.1.8 | Flexible Conduit for Indoor use - 80mm (3") | - | CONDUIT AND FITTINGS | 0 | 0 | 0 | 0 | 0 | 0 | 0 | 0 | 0 | 0 | 0 | - | 0 | 0 | 0 | 0 | 0 | 0 | 0 | - | Inactive
| 1 | 3 | 10.2.1.9 | Flexible Conduit for Indoor use - 100mm (4") | - | CONDUIT AND FITTINGS | 0 | 0 | 0 | 0 | 0 | 0 | 0 | 0 | 0 | 0 | 0 | - | 0 | 0 | 0 | 0 | 0 | 0 | 0 | - | Inactive
| 0 | 2 | 10.2.2 | Flexible Conduit for Outdoor use | - | CONDUIT AND FITTINGS | 0 | 0 | 0 | 0 | 0 | 0 | 0 | 0 | 0 | 0 | 0 | - | 0 | 0 | 0 | 0 | 0 | 0 | 0 | - | Inactive
| 1 | 3 | 10.2.2.1 | Flexible Conduit for Outdoor use - 15mm (1/2") | - | CONDUIT AND FITTINGS | 0 | 0 | 0 | 0 | 0 | 0 | 0 | 0 | 0 | 0 | 0 | - | 0 | 0 | 0 | 0 | 0 | 0 | 0 | - | Inactive
| 1 | 3 | 10.2.2.2 | Flexible Conduit for Outdoor use - 20mm (3/4") | - | CONDUIT AND FITTINGS | 0 | 0 | 0 | 0 | 0 | 0 | 0 | 0 | 0 | 0 | 0 | - | 0 | 0 | 0 | 0 | 0 | 0 | 0 | - | Inactive
| 1 | 3 | 10.2.2.3 | Flexible Conduit for Outdoor use - 25mm (1") | - | CONDUIT AND FITTINGS | 0 | 0 | 0 | 0 | 0 | 0 | 0 | 0 | 0 | 0 | 0 | - | 0 | 0 | 0 | 0 | 0 | 0 | 0 | - | Inactive
| 1 | 3 | 10.2.2.4 | Flexible Conduit for Outdoor use - 32mm (1-1/4") | - | CONDUIT AND FITTINGS | 0 | 0 | 0 | 0 | 0 | 0 | 0 | 0 | 0 | 0 | 0 | - | 0 | 0 | 0 | 0 | 0 | 0 | 0 | - | Inactive
| 1 | 3 | 10.2.2.5 | Flexible Conduit for Outdoor use - 40mm (1-1/2") | - | CONDUIT AND FITTINGS | 0 | 0 | 0 | 0 | 0 | 0 | 0 | 0 | 0 | 0 | 0 | - | 0 | 0 | 0 | 0 | 0 | 0 | 0 | - | Inactive
| 1 | 3 | 10.2.2.6 | Flexible Conduit for Outdoor use - 50mm (2") | - | CONDUIT AND FITTINGS | 0 | 0 | 0 | 0 | 0 | 0 | 0 | 0 | 0 | 0 | 0 | - | 0 | 0 | 0 | 0 | 0 | 0 | 0 | - | Inactive
| 1 | 3 | 10.2.2.7 | Flexible Conduit for Outdoor use - 65mm (2-1/2") | - | CONDUIT AND FITTINGS | 0 | 0 | 0 | 0 | 0 | 0 | 0 | 0 | 0 | 0 | 0 | - | 0 | 0 | 0 | 0 | 0 | 0 | 0 | - | Inactive
| 1 | 3 | 10.2.2.8 | Flexible Conduit for Outdoor use - 80mm (3") | - | CONDUIT AND FITTINGS | 0 | 0 | 0 | 0 | 0 | 0 | 0 | 0 | 0 | 0 | 0 | - | 0 | 0 | 0 | 0 | 0 | 0 | 0 | - | Inactive
| 1 | 3 | 10.2.2.9 | Flexible Conduit for Outdoor use - 100mm (4") | - | CONDUIT AND FITTINGS | 0 | 0 | 0 | 0 | 0 | 0 | 0 | 0 | 0 | 0 | 0 | - | 0 | 0 | 0 | 0 | 0 | 0 | 0 | - | Inactive
| 0 | 2 | 10.2.3 | Connector for Flexible Conduit | - | CONDUIT AND FITTINGS | 0 | 0 | 0 | 0 | 0 | 0 | 0 | 0 | 0 | 0 | 0 | - | 0 | 0 | 0 | 0 | 0 | 0 | 38 | - | Active
| 1 | 3 | 10.2.3.1 | Connector for Flexible Conduit - 15mm (1/2") | - | CONDUIT AND FITTINGS | 0 | 0 | 0 | 0 | 0 | 0 | 0 | 0 | 0 | 0 | 0 | - | 0 | 0 | 0 | 0 | 0 | 0 | 0 | - | Inactive
| 1 | 3 | 10.2.3.2 | Connector for Flexible Conduit - 20mm (3/4") | - | CONDUIT AND FITTINGS | 38 | 0 | 0 | 0 | 0 | 0 | 0 | 0 | 0 | 0 | 0 | MP17 | 7.5 | 0.001897 | 1 | 0.014228 | 0.54065 | 0.072087 | 38 | N.05 | Active
| 1 | 3 | 10.2.3.3 | Connector for Flexible Conduit - 25mm (1") | - | CONDUIT AND FITTINGS | 0 | 0 | 0 | 0 | 0 | 0 | 0 | 0 | 0 | 0 | 0 | - | 0 | 0 | 0 | 0 | 0 | 0 | 0 | - | Inactive
| 1 | 3 | 10.2.3.4 | Connector for Flexible Conduit - 32mm (1-1/4") | - | CONDUIT AND FITTINGS | 0 | 0 | 0 | 0 | 0 | 0 | 0 | 0 | 0 | 0 | 0 | - | 0 | 0 | 0 | 0 | 0 | 0 | 0 | - | Inactive
| 1 | 3 | 10.2.3.5 | Connector for Flexible Conduit - 40mm (1-1/2") | - | CONDUIT AND FITTINGS | 0 | 0 | 0 | 0 | 0 | 0 | 0 | 0 | 0 | 0 | 0 | - | 0 | 0 | 0 | 0 | 0 | 0 | 0 | - | Inactive
| 1 | 3 | 10.2.3.6 | Connector for Flexible Conduit - 50mm (2") | - | CONDUIT AND FITTINGS | 0 | 0 | 0 | 0 | 0 | 0 | 0 | 0 | 0 | 0 | 0 | - | 0 | 0 | 0 | 0 | 0 | 0 | 0 | - | Inactive
| 1 | 3 | 10.2.3.7 | Connector for Flexible Conduit - 65mm (2-1/2") | - | CONDUIT AND FITTINGS | 0 | 0 | 0 | 0 | 0 | 0 | 0 | 0 | 0 | 0 | 0 | - | 0 | 0 | 0 | 0 | 0 | 0 | 0 | - | Inactive
| 1 | 3 | 10.2.3.8 | Connector for Flexible Conduit - 80mm (3") | - | CONDUIT AND FITTINGS | 0 | 0 | 0 | 0 | 0 | 0 | 0 | 0 | 0 | 0 | 0 | - | 0 | 0 | 0 | 0 | 0 | 0 | 0 | - | Inactive
| 1 | 3 | 10.2.3.9 | Connector for Flexible Conduit - 100mm (4") | - | CONDUIT AND FITTINGS | 0 | 0 | 0 | 0 | 0 | 0 | 0 | 0 | 0 | 0 | 0 | - | 0 | 0 | 0 | 0 | 0 | 0 | 0 | - | Inactive
| 0 | 2 | 10.2.4 | Connector for Flexible Conduit | - | CONDUIT AND FITTINGS | 0 | 0 | 0 | 0 | 0 | 0 | 0 | 0 | 0 | 0 | 0 | - | 0 | 0 | 0 | 0 | 0 | 0 | 38 | - | Active
| 1 | 3 | 10.2.4.1 | Connector for Flexible Conduit - 15mm (1/2") | - | CONDUIT AND FITTINGS | 0 | 0 | 0 | 0 | 0 | 0 | 0 | 0 | 0 | 0 | 0 | - | 0 | 0 | 0 | 0 | 0 | 0 | 0 | - | Inactive
| 1 | 3 | 10.2.4.2 | Connector for Flexible Conduit - 20mm (3/4") | - | CONDUIT AND FITTINGS | 38 | 0 | 0 | 0 | 0 | 0 | 0 | 0 | 0 | 0 | 0 | MP17 | 7.5 | 0.001897 | 1 | 0.014228 | 0.54065 | 0.072087 | 38 | N.05 | Active
| 1 | 3 | 10.2.4.3 | Connector for Flexible Conduit - 25mm (1") | - | CONDUIT AND FITTINGS | 0 | 0 | 0 | 0 | 0 | 0 | 0 | 0 | 0 | 0 | 0 | - | 0 | 0 | 0 | 0 | 0 | 0 | 0 | - | Inactive
| 1 | 3 | 10.2.4.4 | Connector for Flexible Conduit - 32mm (1-1/4") | - | CONDUIT AND FITTINGS | 0 | 0 | 0 | 0 | 0 | 0 | 0 | 0 | 0 | 0 | 0 | - | 0 | 0 | 0 | 0 | 0 | 0 | 0 | - | Inactive
| 1 | 3 | 10.2.4.5 | Connector for Flexible Conduit - 40mm (1-1/2") | - | CONDUIT AND FITTINGS | 0 | 0 | 0 | 0 | 0 | 0 | 0 | 0 | 0 | 0 | 0 | - | 0 | 0 | 0 | 0 | 0 | 0 | 0 | - | Inactive
| 1 | 3 | 10.2.4.6 | Connector for Flexible Conduit - 50mm (2") | - | CONDUIT AND FITTINGS | 0 | 0 | 0 | 0 | 0 | 0 | 0 | 0 | 0 | 0 | 0 | - | 0 | 0 | 0 | 0 | 0 | 0 | 0 | - | Inactive
| 1 | 3 | 10.2.4.7 | Connector for Flexible Conduit - 65mm (2-1/2") | - | CONDUIT AND FITTINGS | 0 | 0 | 0 | 0 | 0 | 0 | 0 | 0 | 0 | 0 | 0 | - | 0 | 0 | 0 | 0 | 0 | 0 | 0 | - | Inactive
| 1 | 3 | 10.2.4.8 | Connector for Flexible Conduit - 80mm (3") | - | CONDUIT AND FITTINGS | 0 | 0 | 0 | 0 | 0 | 0 | 0 | 0 | 0 | 0 | 0 | - | 0 | 0 | 0 | 0 | 0 | 0 | 0 | - | Inactive
| 1 | 3 | 10.2.4.9 | Connector for Flexible Conduit - 100mm (4") | - | CONDUIT AND FITTINGS | 0 | 0 | 0 | 0 | 0 | 0 | 0 | 0 | 0 | 0 | 0 | - | 0 | 0 | 0 | 0 | 0 | 0 | 0 | - | Inactive
| 0 | 1 | 10.3 | PVC Conduit | - | CONDUIT AND FITTINGS | 0 | 0 | 0 | 0 | 0 | 0 | 0 | 0 | 0 | 0 | 0 | - | 0 | 0 | 0 | 0 | 0 | 0 | 985.3333 | - | Active
| 1 | 2 | 10.3.1 | - for indoor (embedded) | - | CONDUIT AND FITTINGS | 0 | 0 | 0 | 0 | 0 | 0 | 0 | 0 | 0 | 0 | 0 | - | 0 | 0 | 0 | 0 | 0 | 0 | 0 | - | Inactive
| 0 | 2 | 10.3.2 | PVC Conduit | - | CONDUIT AND FITTINGS | 0 | 0 | 0 | 0 | 0 | 0 | 0 | 0 | 0 | 0 | 0 | - | 0 | 0 | 0 | 0 | 0 | 0 | 196 | - | Active
| 1 | 3 | 10.3.2.1 | PVC Conduit(Indoor, Schedule 40) - 15mm (1/2") | - | CONDUIT AND FITTINGS | 0 | 0 | 0 | 0 | 0 | 0 | 0 | 0 | 0 | 0 | 0 | - | 0 | 0 | 0 | 0 | 0 | 0 | 0 | - | Inactive
| 1 | 3 | 10.3.2.2 | PVC Conduit(Indoor, Schedule 40) - 20mm (3/4") | - | CONDUIT AND FITTINGS | 36 | 0 | 16115.2444 | 4041.57 | 1977.0583 | 0 | 580148.7999 | 145496.5206 | 71174.0992 | 796819.4197 | 10.9241 | MP17 | 7.5 | 0.05041 | 1 | 0.37807 | 13.6107 | 1.8148 | 36 | N.06.01 | Active
| 1 | 3 | 10.3.2.3 | PVC Conduit(Indoor, Schedule 40) - 25mm (1") | - | CONDUIT AND FITTINGS | 3 | 0 | 0 | 0 | 0 | 0 | 60914.7317 | 15277.1347 | 7473.2804 | 83665.1468 | 1.147 | MP17 | 7.5 | 0.05041 | 1 | 0.37807 | 1.1342 | 0.15123 | 3 | N.06.02 | Active
| 1 | 3 | 10.3.2.4 | PVC Conduit(Indoor, Schedule 40) - 32mm (1-1/4") | - | CONDUIT AND FITTINGS | 54 | 0 | 0 | 0 | 0 | 0 | 1409756.2302 | 353556.545 | 172953.061 | 1936265.8362 | 26.5454 | MP17 | 7.5 | 0.05041 | 1 | 0.37807 | 20.416 | 2.7221 | 54 | N.06.03 | Active
| 1 | 3 | 10.3.2.5 | PVC Conduit(Indoor, Schedule 40) - 40mm (1-1/2") | - | CONDUIT AND FITTINGS | 0 | 0 | 0 | 0 | 0 | 0 | 0 | 0 | 0 | 0 | 0 | - | 0 | 0 | 0 | 0 | 0 | 0 | 0 | - | Inactive
| 1 | 3 | 10.3.2.6 | PVC Conduit(Indoor, Schedule 40) - 50mm (2") | - | CONDUIT AND FITTINGS | 0 | 0 | 0 | 0 | 0 | 0 | 0 | 0 | 0 | 0 | 0 | - | 0 | 0 | 0 | 0 | 0 | 0 | 0 | - | Inactive
| 1 | 3 | 10.3.2.7 | PVC Conduit(Indoor, Schedule 40) - 65mm (2-1/2") | - | CONDUIT AND FITTINGS | 0 | 0 | 0 | 0 | 0 | 0 | 0 | 0 | 0 | 0 | 0 | - | 0 | 0 | 0 | 0 | 0 | 0 | 0 | - | Inactive
| 1 | 3 | 10.3.2.8 | PVC Conduit(Indoor, Schedule 40) - 80mm (3") | - | CONDUIT AND FITTINGS | 0 | 0 | 0 | 0 | 0 | 0 | 0 | 0 | 0 | 0 | 0 | - | 0 | 0 | 0 | 0 | 0 | 0 | 0 | - | Inactive
| 1 | 3 | 10.3.2.9 | PVC Conduit(Indoor, Schedule 40) - 100mm (4") | - | CONDUIT AND FITTINGS | 85 | 0 | 81220.6337 | 20369.5129 | 9964.3739 | 0 | 6903753.8651 | 1731408.5949 | 846971.78 | 9482134.2401 | 129.9962 | MP17 | 7.5 | 0.10072 | 1 | 0.7554 | 64.2091 | 8.5612 | 85 | N.06.04 | Active
| 1 | 3 | 10.3.2.10 | PVC Conduit(Indoor, Schedule 40) - 125mm (5") | - | CONDUIT AND FITTINGS | 0 | 0 | 0 | 0 | 0 | 0 | 0 | 0 | 0 | 0 | 0 | - | 0 | 0 | 0 | 0 | 0 | 0 | 0 | - | Inactive
| 1 | 3 | 10.3.2.11 | PVC Conduit(Indoor, Schedule 40) - 150mm (6") | - | CONDUIT AND FITTINGS | 18 | 0 | 121831.4463 | 30554.2693 | 14946.5608 | 0 | 2192966.0327 | 549976.8478 | 269038.0948 | 3011980.9753 | 41.2929 | MP17 | 7.5 | 0.10072 | 1 | 0.7554 | 13.5972 | 1.813 | 18 | N.06.05 | Active
| 1 | 3 | 10.3.2.12 | PVC Conduit(Indoor, Schedule 40) - 200mm (8") | - | CONDUIT AND FITTINGS | 0 | 0 | 0 | 0 | 0 | 0 | 0 | 0 | 0 | 0 | 0 | - | 0 | 0 | 0 | 0 | 0 | 0 | 0 | - | Inactive
| 0 | 2 | 10.3.3 | Coupling for PVC conduit | - | CONDUIT AND FITTINGS | 0 | 0 | 0 | 0 | 0 | 0 | 0 | 0 | 0 | 0 | 0 | - | 0 | 0 | 0 | 0 | 0 | 0 | 37.3333 | - | Active
| 1 | 3 | 10.3.3.1 | Coupling for PVC conduit(Schedule 40) - 15mm (1/2") | - | CONDUIT AND FITTINGS | 0 | 0 | 0 | 0 | 0 | 0 | 0 | 0 | 0 | 0 | 0 | - | 0 | 0 | 0 | 0 | 0 | 0 | 0 | - | Inactive
| 1 | 3 | 10.3.3.2 | Coupling for PVC conduit(Schedule 40) - 20mm (3/4") | - | CONDUIT AND FITTINGS | 8.3333 | 0 | 0 | 0 | 0 | 0 | 0 | 0 | 0 | 0 | 0 | MP17 | 7.5 | 0.001897 | 1 | 0.014228 | 0.11856 | 0.015809 | 8.3333 | N.07 | Active
| 1 | 3 | 10.3.3.3 | Coupling for PVC conduit(Schedule 40) - 25mm (1") | - | CONDUIT AND FITTINGS | 0 | 0 | 0 | 0 | 0 | 0 | 0 | 0 | 0 | 0 | 0 | - | 0 | 0 | 0 | 0 | 0 | 0 | 0 | - | Inactive
| 1 | 3 | 10.3.3.4 | Coupling for PVC conduit(Schedule 40) - 32mm (1-1/4") | - | CONDUIT AND FITTINGS | 0 | 0 | 0 | 0 | 0 | 0 | 0 | 0 | 0 | 0 | 0 | - | 0 | 0 | 0 | 0 | 0 | 0 | 0 | - | Inactive
| 1 | 3 | 10.3.3.5 | Coupling for PVC conduit(Schedule 40) - 40mm (1-1/2") | - | CONDUIT AND FITTINGS | 0 | 0 | 0 | 0 | 0 | 0 | 0 | 0 | 0 | 0 | 0 | - | 0 | 0 | 0 | 0 | 0 | 0 | 0 | - | Inactive
| 1 | 3 | 10.3.3.6 | Coupling for PVC conduit(Schedule 40) - 50mm (2") | - | CONDUIT AND FITTINGS | 0 | 0 | 0 | 0 | 0 | 0 | 0 | 0 | 0 | 0 | 0 | - | 0 | 0 | 0 | 0 | 0 | 0 | 0 | - | Inactive
| 1 | 3 | 10.3.3.7 | Coupling for PVC conduit(Schedule 40) - 65mm (2-1/2") | - | CONDUIT AND FITTINGS | 0 | 0 | 0 | 0 | 0 | 0 | 0 | 0 | 0 | 0 | 0 | - | 0 | 0 | 0 | 0 | 0 | 0 | 0 | - | Inactive
| 1 | 3 | 10.3.3.8 | Coupling for PVC conduit(Schedule 40) - 80mm (3") | - | CONDUIT AND FITTINGS | 0 | 0 | 0 | 0 | 0 | 0 | 0 | 0 | 0 | 0 | 0 | - | 0 | 0 | 0 | 0 | 0 | 0 | 0 | - | Inactive
| 1 | 3 | 10.3.3.9 | Coupling for PVC conduit(Schedule 40) - 100mm (4") | - | CONDUIT AND FITTINGS | 23 | 0 | 0 | 0 | 0 | 0 | 0 | 0 | 0 | 0 | 0 | MP17 | 7.5 | 0.001897 | 1 | 0.014228 | 0.32724 | 0.043632 | 23 | N.07 | Active
| 1 | 3 | 10.3.3.10 | Coupling for PVC conduit(Schedule 40) - 125mm (5") | - | CONDUIT AND FITTINGS | 0 | 0 | 0 | 0 | 0 | 0 | 0 | 0 | 0 | 0 | 0 | - | 0 | 0 | 0 | 0 | 0 | 0 | 0 | - | Inactive
| 1 | 3 | 10.3.3.11 | Coupling for PVC conduit(Schedule 40) - 150mm (6") | - | CONDUIT AND FITTINGS | 6 | 0 | 0 | 0 | 0 | 0 | 0 | 0 | 0 | 0 | 0 | MP17 | 7.5 | 0.001897 | 1 | 0.014228 | 0.085367 | 0.011382 | 6 | N.07 | Active
| 1 | 3 | 10.3.3.12 | Coupling for PVC conduit(Schedule 40) - 200mm (8") | - | CONDUIT AND FITTINGS | 0 | 0 | 0 | 0 | 0 | 0 | 0 | 0 | 0 | 0 | 0 | - | 0 | 0 | 0 | 0 | 0 | 0 | 0 | - | Inactive
| 0 | 2 | 10.3.4 | Normal Bend for PVC conduit | - | CONDUIT AND FITTINGS | 0 | 0 | 0 | 0 | 0 | 0 | 0 | 0 | 0 | 0 | 0 | - | 0 | 0 | 0 | 0 | 0 | 0 | 80 | - | Active
| 1 | 3 | 10.3.4.1 | Normal Bend for PVC conduit (Schedule 40) - 15mm (1/2") | - | CONDUIT AND FITTINGS | 0 | 0 | 0 | 0 | 0 | 0 | 0 | 0 | 0 | 0 | 0 | - | 0 | 0 | 0 | 0 | 0 | 0 | 0 | - | Inactive
| 1 | 3 | 10.3.4.2 | Normal Bend for PVC conduit (Schedule 40) - 20mm (3/4") | - | CONDUIT AND FITTINGS | 0 | 0 | 0 | 0 | 0 | 0 | 0 | 0 | 0 | 0 | 0 | - | 0 | 0 | 0 | 0 | 0 | 0 | 0 | - | Inactive
| 1 | 3 | 10.3.4.3 | Normal Bend for PVC conduit (Schedule 40) - 25mm (1") | - | CONDUIT AND FITTINGS | 0 | 0 | 0 | 0 | 0 | 0 | 0 | 0 | 0 | 0 | 0 | - | 0 | 0 | 0 | 0 | 0 | 0 | 0 | - | Inactive
| 1 | 3 | 10.3.4.4 | Normal Bend for PVC conduit (Schedule 40) - 32mm (1-1/4") | - | CONDUIT AND FITTINGS | 0 | 0 | 0 | 0 | 0 | 0 | 0 | 0 | 0 | 0 | 0 | - | 0 | 0 | 0 | 0 | 0 | 0 | 0 | - | Inactive
| 1 | 3 | 10.3.4.5 | Normal Bend for PVC conduit (Schedule 40) - 40mm (1-1/2") | - | CONDUIT AND FITTINGS | 0 | 0 | 0 | 0 | 0 | 0 | 0 | 0 | 0 | 0 | 0 | - | 0 | 0 | 0 | 0 | 0 | 0 | 0 | - | Inactive
| 1 | 3 | 10.3.4.6 | Normal Bend for PVC conduit (Schedule 40) - 50mm (2") | - | CONDUIT AND FITTINGS | 0 | 0 | 0 | 0 | 0 | 0 | 0 | 0 | 0 | 0 | 0 | - | 0 | 0 | 0 | 0 | 0 | 0 | 0 | - | Inactive
| 1 | 3 | 10.3.4.7 | Normal Bend for PVC conduit (Schedule 40) - 65mm (2-1/2") | - | CONDUIT AND FITTINGS | 0 | 0 | 0 | 0 | 0 | 0 | 0 | 0 | 0 | 0 | 0 | - | 0 | 0 | 0 | 0 | 0 | 0 | 0 | - | Inactive
| 1 | 3 | 10.3.4.8 | Normal Bend for PVC conduit (Schedule 40) - 80mm (3") | - | CONDUIT AND FITTINGS | 0 | 0 | 0 | 0 | 0 | 0 | 0 | 0 | 0 | 0 | 0 | - | 0 | 0 | 0 | 0 | 0 | 0 | 0 | - | Inactive
| 1 | 3 | 10.3.4.9 | Normal Bend for PVC conduit (Schedule 40) - 100mm (4") | - | CONDUIT AND FITTINGS | 76 | 0 | 0 | 0 | 0 | 0 | 0 | 0 | 0 | 0 | 0 | MP17 | 7.5 | 0.001897 | 1 | 0.014228 | 1.0813 | 0.14417 | 76 | N.07 | Active
| 1 | 3 | 10.3.4.10 | Normal Bend for PVC conduit (Schedule 40) - 125mm (5") | - | CONDUIT AND FITTINGS | 0 | 0 | 0 | 0 | 0 | 0 | 0 | 0 | 0 | 0 | 0 | - | 0 | 0 | 0 | 0 | 0 | 0 | 0 | - | Inactive
| 1 | 3 | 10.3.4.11 | Normal Bend for PVC conduit (Schedule 40) - 150mm (6") | - | CONDUIT AND FITTINGS | 4 | 0 | 0 | 0 | 0 | 0 | 0 | 0 | 0 | 0 | 0 | MP17 | 7.5 | 0.001897 | 1 | 0.014228 | 0.056911 | 0.0075881 | 4 | N.07 | Active
| 1 | 3 | 10.3.4.12 | Normal Bend for PVC conduit (Schedule 40) - 200mm (8") | - | CONDUIT AND FITTINGS | 0 | 0 | 0 | 0 | 0 | 0 | 0 | 0 | 0 | 0 | 0 | - | 0 | 0 | 0 | 0 | 0 | 0 | 0 | - | Inactive
| 0 | 2 | 10.3.5 | Bell-Mouth for PVC Conduit | - | CONDUIT AND FITTINGS | 0 | 0 | 0 | 0 | 0 | 0 | 0 | 0 | 0 | 0 | 0 | - | 0 | 0 | 0 | 0 | 0 | 0 | 0 | - | Inactive
| 1 | 3 | 10.3.5.1 | Bell-Mouth for PVC Conduit (Schedule 40) - 100mm (4") | - | CONDUIT AND FITTINGS | 0 | 0 | 0 | 0 | 0 | 0 | 0 | 0 | 0 | 0 | 0 | - | 0 | 0 | 0 | 0 | 0 | 0 | 0 | - | Inactive
| 1 | 3 | 10.3.5.2 | Bell-Mouth for PVC Conduit (Schedule 40) - 150mm (6") | - | CONDUIT AND FITTINGS | 0 | 0 | 0 | 0 | 0 | 0 | 0 | 0 | 0 | 0 | 0 | - | 0 | 0 | 0 | 0 | 0 | 0 | 0 | - | Inactive
| 1 | 3 | 10.3.5.3 | Bell-Mouth for PVC Conduit (Schedule 40) - 200mm (8") | - | CONDUIT AND FITTINGS | 0 | 0 | 0 | 0 | 0 | 0 | 0 | 0 | 0 | 0 | 0 | - | 0 | 0 | 0 | 0 | 0 | 0 | 0 | - | Inactive
| 0 | 2 | 10.3.6 | Conduit Strap(Saddle) for PVC Conduit | - | CONDUIT AND FITTINGS | 0 | 0 | 0 | 0 | 0 | 0 | 0 | 0 | 0 | 0 | 0 | - | 0 | 0 | 0 | 0 | 0 | 0 | 662 | - | Active
| 1 | 3 | 10.3.6.1 | Conduit Strap(Saddle) for PVC Conduit - 15mm (1/2") | - | CONDUIT AND FITTINGS | 0 | 0 | 0 | 0 | 0 | 0 | 0 | 0 | 0 | 0 | 0 | - | 0 | 0 | 0 | 0 | 0 | 0 | 0 | - | Inactive
| 1 | 3 | 10.3.6.2 | Conduit Strap(Saddle) for PVC Conduit - 20mm (3/4") | - | CONDUIT AND FITTINGS | 0 | 0 | 0 | 0 | 0 | 0 | 0 | 0 | 0 | 0 | 0 | - | 0 | 0 | 0 | 0 | 0 | 0 | 0 | - | Inactive
| 1 | 3 | 10.3.6.3 | Conduit Strap(Saddle) for PVC Conduit - 25mm (1") | - | CONDUIT AND FITTINGS | 0 | 0 | 0 | 0 | 0 | 0 | 0 | 0 | 0 | 0 | 0 | - | 0 | 0 | 0 | 0 | 0 | 0 | 0 | - | Inactive
| 1 | 3 | 10.3.6.4 | Conduit Strap(Saddle) for PVC Conduit - 32mm (1-1/4") | - | CONDUIT AND FITTINGS | 662 | 0 | 0 | 0 | 0 | 0 | 0 | 0 | 0 | 0 | 0 | MP17 | 7.5 | 0.001897 | 1 | 0.014228 | 9.4188 | 1.2558 | 662 | N.07 | Active
| 1 | 3 | 10.3.6.5 | Conduit Strap(Saddle) for PVC Conduit - 40mm (1-1/2") | - | CONDUIT AND FITTINGS | 0 | 0 | 0 | 0 | 0 | 0 | 0 | 0 | 0 | 0 | 0 | - | 0 | 0 | 0 | 0 | 0 | 0 | 0 | - | Inactive
| 1 | 3 | 10.3.6.6 | Conduit Strap(Saddle) for PVC Conduit - 50mm (2") | - | CONDUIT AND FITTINGS | 0 | 0 | 0 | 0 | 0 | 0 | 0 | 0 | 0 | 0 | 0 | - | 0 | 0 | 0 | 0 | 0 | 0 | 0 | - | Inactive
| 1 | 3 | 10.3.6.7 | Conduit Strap(Saddle) for PVC Conduit - 65mm (2-1/2") | - | CONDUIT AND FITTINGS | 0 | 0 | 0 | 0 | 0 | 0 | 0 | 0 | 0 | 0 | 0 | - | 0 | 0 | 0 | 0 | 0 | 0 | 0 | - | Inactive
| 1 | 3 | 10.3.6.8 | Conduit Strap(Saddle) for PVC Conduit - 80mm (3") | - | CONDUIT AND FITTINGS | 0 | 0 | 0 | 0 | 0 | 0 | 0 | 0 | 0 | 0 | 0 | - | 0 | 0 | 0 | 0 | 0 | 0 | 0 | - | Inactive
| 1 | 3 | 10.3.6.9 | Conduit Strap(Saddle) for PVC Conduit - 100mm (4") | - | CONDUIT AND FITTINGS | 0 | 0 | 0 | 0 | 0 | 0 | 0 | 0 | 0 | 0 | 0 | - | 0 | 0 | 0 | 0 | 0 | 0 | 0 | - | Inactive
| 1 | 3 | 10.3.6.10 | Conduit Strap(Saddle) for PVC Conduit - 125mm (5") | - | CONDUIT AND FITTINGS | 0 | 0 | 0 | 0 | 0 | 0 | 0 | 0 | 0 | 0 | 0 | - | 0 | 0 | 0 | 0 | 0 | 0 | 0 | - | Inactive
| 1 | 3 | 10.3.6.11 | Conduit Strap(Saddle) for PVC Conduit - 150mm (6") | - | CONDUIT AND FITTINGS | 0 | 0 | 0 | 0 | 0 | 0 | 0 | 0 | 0 | 0 | 0 | - | 0 | 0 | 0 | 0 | 0 | 0 | 0 | - | Inactive
| 1 | 3 | 10.3.6.12 | Conduit Strap(Saddle) for PVC Conduit - 200mm (8") | - | CONDUIT AND FITTINGS | 0 | 0 | 0 | 0 | 0 | 0 | 0 | 0 | 0 | 0 | 0 | - | 0 | 0 | 0 | 0 | 0 | 0 | 0 | - | Inactive
| 0 | 2 | 10.3.7 | Connector for PVC Conduit | - | CONDUIT AND FITTINGS | 0 | 0 | 0 | 0 | 0 | 0 | 0 | 0 | 0 | 0 | 0 | - | 0 | 0 | 0 | 0 | 0 | 0 | 5 | - | Active
| 1 | 3 | 10.3.7.1 | Connector for PVC Conduit - 15mm (1/2") | - | CONDUIT AND FITTINGS | 0 | 0 | 0 | 0 | 0 | 0 | 0 | 0 | 0 | 0 | 0 | - | 0 | 0 | 0 | 0 | 0 | 0 | 0 | - | Inactive
| 1 | 3 | 10.3.7.2 | Connector for PVC Conduit - 20mm (3/4") | - | CONDUIT AND FITTINGS | 5 | 0 | 0 | 0 | 0 | 0 | 0 | 0 | 0 | 0 | 0 | MP17 | 7.5 | 0.001897 | 1 | 0.014228 | 0.071139 | 0.0094852 | 5 | N.07 | Active
| 1 | 3 | 10.3.7.3 | Connector for PVC Conduit - 25mm (1") | - | CONDUIT AND FITTINGS | 0 | 0 | 0 | 0 | 0 | 0 | 0 | 0 | 0 | 0 | 0 | - | 0 | 0 | 0 | 0 | 0 | 0 | 0 | - | Inactive
| 1 | 3 | 10.3.7.4 | Connector for PVC Conduit - 32mm (1-1/4") | - | CONDUIT AND FITTINGS | 0 | 0 | 0 | 0 | 0 | 0 | 0 | 0 | 0 | 0 | 0 | - | 0 | 0 | 0 | 0 | 0 | 0 | 0 | - | Inactive
| 1 | 3 | 10.3.7.5 | Connector for PVC Conduit - 40mm (1-1/2") | - | CONDUIT AND FITTINGS | 0 | 0 | 0 | 0 | 0 | 0 | 0 | 0 | 0 | 0 | 0 | - | 0 | 0 | 0 | 0 | 0 | 0 | 0 | - | Inactive
| 1 | 3 | 10.3.7.6 | Connector for PVC Conduit - 50mm (2") | - | CONDUIT AND FITTINGS | 0 | 0 | 0 | 0 | 0 | 0 | 0 | 0 | 0 | 0 | 0 | - | 0 | 0 | 0 | 0 | 0 | 0 | 0 | - | Inactive
| 1 | 3 | 10.3.7.7 | Connector for PVC Conduit - 65mm (2-1/2") | - | CONDUIT AND FITTINGS | 0 | 0 | 0 | 0 | 0 | 0 | 0 | 0 | 0 | 0 | 0 | - | 0 | 0 | 0 | 0 | 0 | 0 | 0 | - | Inactive
| 1 | 3 | 10.3.7.8 | Connector for PVC Conduit - 80mm (3") | - | CONDUIT AND FITTINGS | 0 | 0 | 0 | 0 | 0 | 0 | 0 | 0 | 0 | 0 | 0 | - | 0 | 0 | 0 | 0 | 0 | 0 | 0 | - | Inactive
| 1 | 3 | 10.3.7.9 | Connector for PVC Conduit - 100mm (4") | - | CONDUIT AND FITTINGS | 0 | 0 | 0 | 0 | 0 | 0 | 0 | 0 | 0 | 0 | 0 | - | 0 | 0 | 0 | 0 | 0 | 0 | 0 | - | Inactive
| 1 | 3 | 10.3.7.10 | Connector for PVC Conduit - 125mm (5") | - | CONDUIT AND FITTINGS | 0 | 0 | 0 | 0 | 0 | 0 | 0 | 0 | 0 | 0 | 0 | - | 0 | 0 | 0 | 0 | 0 | 0 | 0 | - | Inactive
| 1 | 3 | 10.3.7.11 | Connector for PVC Conduit - 150mm (6") | - | CONDUIT AND FITTINGS | 0 | 0 | 0 | 0 | 0 | 0 | 0 | 0 | 0 | 0 | 0 | - | 0 | 0 | 0 | 0 | 0 | 0 | 0 | - | Inactive
| 1 | 3 | 10.3.7.12 | Connector for PVC Conduit - 200mm (8") | - | CONDUIT AND FITTINGS | 0 | 0 | 0 | 0 | 0 | 0 | 0 | 0 | 0 | 0 | 0 | - | 0 | 0 | 0 | 0 | 0 | 0 | 0 | - | Inactive
| 0 | 2 | 10.3.8 | Female Adapter | - | CONDUIT AND FITTINGS | 0 | 0 | 0 | 0 | 0 | 0 | 0 | 0 | 0 | 0 | 0 | - | 0 | 0 | 0 | 0 | 0 | 0 | 5 | - | Active
| 1 | 3 | 10.3.8.1 | Female Adapter (Schedule 40) - 20mm (3/4") | - | CONDUIT AND FITTINGS | 5 | 0 | 0 | 0 | 0 | 0 | 0 | 0 | 0 | 0 | 0 | MP17 | 7.5 | 0.001897 | 1 | 0.014228 | 0.071139 | 0.0094852 | 5 | N.07 | Active
| 0 | 1 | 10.4 | Heavy Duty Conduit | - | CONDUIT AND FITTINGS | 0 | 0 | 0 | 0 | 0 | 0 | 0 | 0 | 0 | 0 | 0 | - | 0 | 0 | 0 | 0 | 0 | 0 | 1199 | - | Active
| 0 | 2 | 10.4.1 | Heavy Duty Conduit | - | CONDUIT AND FITTINGS | 0 | 0 | 0 | 0 | 0 | 0 | 0 | 0 | 0 | 0 | 0 | - | 0 | 0 | 0 | 0 | 0 | 0 | 810 | - | Active
| 1 | 3 | 10.4.1.1 | Heavy Duty Conduit (Schedule 80) - 25mm (1") | - | CONDUIT AND FITTINGS | 0 | 0 | 0 | 0 | 0 | 0 | 0 | 0 | 0 | 0 | 0 | - | 0 | 0 | 0 | 0 | 0 | 0 | 0 | - | Inactive
| 1 | 3 | 10.4.1.2 | Heavy Duty Conduit (Schedule 80) - 32mm (1-1/4") | - | CONDUIT AND FITTINGS | 215 | 0 | 26106.5969 | 6547.3434 | 3202.8345 | 0 | 5612918.324 | 1407678.8366 | 688609.4094 | 7709206.57 | 105.6902 | MP17 | 7.5 | 0.10009 | 1 | 0.75067 | 161.3937 | 21.5192 | 215 | N.08.01 | Active
| 1 | 3 | 10.4.1.3 | Heavy Duty Conduit (Schedule 80) - 40mm (1-1/2") | - | CONDUIT AND FITTINGS | 0 | 0 | 0 | 0 | 0 | 0 | 0 | 0 | 0 | 0 | 0 | - | 0 | 0 | 0 | 0 | 0 | 0 | 0 | - | Inactive
| 1 | 3 | 10.4.1.4 | Heavy Duty Conduit (Schedule 80) - 50mm (2") | - | CONDUIT AND FITTINGS | 51 | 0 | 40610.8126 | 10184.7564 | 4982.1869 | 0 | 2071151.4403 | 519422.5785 | 254091.534 | 2844665.5528 | 38.9989 | MP17 | 7.5 | 0.12 | 1 | 0.9 | 45.9 | 6.12 | 51 | N.08.02 | Active
| 1 | 3 | 10.4.1.5 | Heavy Duty Conduit (Schedule 80) - 65mm (2-1/2") | - | CONDUIT AND FITTINGS | 0 | 0 | 0 | 0 | 0 | 0 | 0 | 0 | 0 | 0 | 0 | - | 0 | 0 | 0 | 0 | 0 | 0 | 0 | - | Inactive
| 1 | 3 | 10.4.1.6 | Heavy Duty Conduit (Schedule 80) - 80mm (3") | - | CONDUIT AND FITTINGS | 0 | 0 | 0 | 0 | 0 | 0 | 0 | 0 | 0 | 0 | 0 | - | 0 | 0 | 0 | 0 | 0 | 0 | 0 | - | Inactive
| 1 | 3 | 10.4.1.7 | Heavy Duty Conduit (Schedule 80) - 100mm (4") | - | CONDUIT AND FITTINGS | 0 | 0 | 0 | 0 | 0 | 0 | 0 | 0 | 0 | 0 | 0 | - | 0 | 0 | 0 | 0 | 0 | 0 | 0 | - | Inactive
| 1 | 3 | 10.4.1.8 | Heavy Duty Conduit (Schedule 80) - 125mm (5") | - | CONDUIT AND FITTINGS | 0 | 0 | 0 | 0 | 0 | 0 | 0 | 0 | 0 | 0 | 0 | - | 0 | 0 | 0 | 0 | 0 | 0 | 0 | - | Inactive
| 1 | 3 | 10.4.1.9 | Heavy Duty Conduit (Schedule 80) - 150mm (6") | - | CONDUIT AND FITTINGS | 544 | 0 | 0 | 0 | 0 | 0 | 66276306.7664 | 16621522.5114 | 8130929.0884 | 91028758.3661 | 1247.9637 | MP17 | 7.5 | 0.15 | 1 | 1.125 | 612 | 81.6 | 544 | N.08.03 | Active
| 1 | 3 | 10.4.1.10 | Heavy Duty Conduit (Schedule 80) - 200mm (8") | - | CONDUIT AND FITTINGS | 0 | 0 | 0 | 0 | 0 | 0 | 0 | 0 | 0 | 0 | 0 | - | 0 | 0 | 0 | 0 | 0 | 0 | 0 | - | Inactive
| 0 | 2 | 10.4.2 | Coupling for Heavy Duty Conduit | - | CONDUIT AND FITTINGS | 0 | 0 | 0 | 0 | 0 | 0 | 0 | 0 | 0 | 0 | 0 | - | 0 | 0 | 0 | 0 | 0 | 0 | 0 | - | Inactive
| 1 | 3 | 10.4.2.1 | Coupling for Heavy Duty Conduit (Schedule 80) - 25mm (1") | - | CONDUIT AND FITTINGS | 0 | 0 | 0 | 0 | 0 | 0 | 0 | 0 | 0 | 0 | 0 | - | 0 | 0 | 0 | 0 | 0 | 0 | 0 | - | Inactive
| 1 | 3 | 10.4.2.2 | Coupling for Heavy Duty Conduit (Schedule 80) - 32mm (1-1/4") | - | CONDUIT AND FITTINGS | 0 | 0 | 0 | 0 | 0 | 0 | 0 | 0 | 0 | 0 | 0 | - | 0 | 0 | 0 | 0 | 0 | 0 | 0 | - | Inactive
| 1 | 3 | 10.4.2.3 | Coupling for Heavy Duty Conduit (Schedule 80) - 40mm (1-1/2") | - | CONDUIT AND FITTINGS | 0 | 0 | 0 | 0 | 0 | 0 | 0 | 0 | 0 | 0 | 0 | - | 0 | 0 | 0 | 0 | 0 | 0 | 0 | - | Inactive
| 1 | 3 | 10.4.2.4 | Coupling for Heavy Duty Conduit (Schedule 80) - 50mm (2") | - | CONDUIT AND FITTINGS | 0 | 0 | 0 | 0 | 0 | 0 | 0 | 0 | 0 | 0 | 0 | - | 0 | 0 | 0 | 0 | 0 | 0 | 0 | - | Inactive
| 1 | 3 | 10.4.2.5 | Coupling for Heavy Duty Conduit (Schedule 80) - 65mm (2-1/2") | - | CONDUIT AND FITTINGS | 0 | 0 | 0 | 0 | 0 | 0 | 0 | 0 | 0 | 0 | 0 | - | 0 | 0 | 0 | 0 | 0 | 0 | 0 | - | Inactive
| 1 | 3 | 10.4.2.6 | Coupling for Heavy Duty Conduit (Schedule 80) - 80mm (3") | - | CONDUIT AND FITTINGS | 0 | 0 | 0 | 0 | 0 | 0 | 0 | 0 | 0 | 0 | 0 | - | 0 | 0 | 0 | 0 | 0 | 0 | 0 | - | Inactive
| 1 | 3 | 10.4.2.7 | Coupling for Heavy Duty Conduit (Schedule 80) - 100mm (4") | - | CONDUIT AND FITTINGS | 0 | 0 | 0 | 0 | 0 | 0 | 0 | 0 | 0 | 0 | 0 | - | 0 | 0 | 0 | 0 | 0 | 0 | 0 | - | Inactive
| 1 | 3 | 10.4.2.8 | Coupling for Heavy Duty Conduit (Schedule 80) - 125mm (5") | - | CONDUIT AND FITTINGS | 0 | 0 | 0 | 0 | 0 | 0 | 0 | 0 | 0 | 0 | 0 | - | 0 | 0 | 0 | 0 | 0 | 0 | 0 | - | Inactive
| 1 | 3 | 10.4.2.9 | Coupling for Heavy Duty Conduit (Schedule 80) - 150mm (6") | - | CONDUIT AND FITTINGS | 0 | 0 | 0 | 0 | 0 | 0 | 0 | 0 | 0 | 0 | 0 | - | 0 | 0 | 0 | 0 | 0 | 0 | 0 | - | Inactive
| 1 | 3 | 10.4.2.10 | Coupling for Heavy Duty Conduit (Schedule 80) - 200mm (8") | - | CONDUIT AND FITTINGS | 0 | 0 | 0 | 0 | 0 | 0 | 0 | 0 | 0 | 0 | 0 | - | 0 | 0 | 0 | 0 | 0 | 0 | 0 | - | Inactive
| 0 | 2 | 10.4.3 | Normal Bend for Heavy Duty Conduit | - | CONDUIT AND FITTINGS | 0 | 0 | 0 | 0 | 0 | 0 | 0 | 0 | 0 | 0 | 0 | - | 0 | 0 | 0 | 0 | 0 | 0 | 45 | - | Active
| 1 | 3 | 10.4.3.1 | Normal Bend for Heavy Duty Conduit (Schedule 80) - 25mm (1") | - | CONDUIT AND FITTINGS | 0 | 0 | 0 | 0 | 0 | 0 | 0 | 0 | 0 | 0 | 0 | - | 0 | 0 | 0 | 0 | 0 | 0 | 0 | - | Inactive
| 1 | 3 | 10.4.3.2 | Normal Bend for Heavy Duty Conduit (Schedule 80) - 32mm (1-1/4") | - | CONDUIT AND FITTINGS | 0 | 0 | 0 | 0 | 0 | 0 | 0 | 0 | 0 | 0 | 0 | - | 0 | 0 | 0 | 0 | 0 | 0 | 0 | - | Inactive
| 1 | 3 | 10.4.3.3 | Normal Bend for Heavy Duty Conduit (Schedule 80) - 40mm (1-1/2") | - | CONDUIT AND FITTINGS | 0 | 0 | 0 | 0 | 0 | 0 | 0 | 0 | 0 | 0 | 0 | - | 0 | 0 | 0 | 0 | 0 | 0 | 0 | - | Inactive
| 1 | 3 | 10.4.3.4 | Normal Bend for Heavy Duty Conduit (Schedule 80) - 50mm (2") | - | CONDUIT AND FITTINGS | 15 | 0 | 0 | 0 | 0 | 0 | 0 | 0 | 0 | 0 | 0 | MP17 | 7.5 | 0.001897 | 1 | 0.014228 | 0.21342 | 0.028456 | 15 | N.09 | Active
| 1 | 3 | 10.4.3.5 | Normal Bend for Heavy Duty Conduit (Schedule 80) - 65mm (2-1/2") | - | CONDUIT AND FITTINGS | 0 | 0 | 0 | 0 | 0 | 0 | 0 | 0 | 0 | 0 | 0 | - | 0 | 0 | 0 | 0 | 0 | 0 | 0 | - | Inactive
| 1 | 3 | 10.4.3.6 | Normal Bend for Heavy Duty Conduit (Schedule 80) - 80mm (3") | - | CONDUIT AND FITTINGS | 0 | 0 | 0 | 0 | 0 | 0 | 0 | 0 | 0 | 0 | 0 | - | 0 | 0 | 0 | 0 | 0 | 0 | 0 | - | Inactive
| 1 | 3 | 10.4.3.7 | Normal Bend for Heavy Duty Conduit (Schedule 80) - 100mm (4") | - | CONDUIT AND FITTINGS | 0 | 0 | 0 | 0 | 0 | 0 | 0 | 0 | 0 | 0 | 0 | - | 0 | 0 | 0 | 0 | 0 | 0 | 0 | - | Inactive
| 1 | 3 | 10.4.3.8 | Normal Bend for Heavy Duty Conduit (Schedule 80) - 100mm (4") (Radius : 600mm) | - | CONDUIT AND FITTINGS | 0 | 0 | 0 | 0 | 0 | 0 | 0 | 0 | 0 | 0 | 0 | - | 0 | 0 | 0 | 0 | 0 | 0 | 0 | - | Inactive
| 1 | 3 | 10.4.3.9 | Normal Bend for Heavy Duty Conduit (Schedule 80) - 100mm (4") (Radius : 900mm) | - | CONDUIT AND FITTINGS | 30 | 0 | 0 | 0 | 0 | 0 | 0 | 0 | 0 | 0 | 0 | MP17 | 7.5 | 0.001897 | 1 | 0.014228 | 0.42683 | 0.056911 | 30 | N.09 | Active
| 1 | 3 | 10.4.3.10 | Normal Bend for Heavy Duty Conduit (Schedule 80) - 125mm (5") | - | CONDUIT AND FITTINGS | 0 | 0 | 0 | 0 | 0 | 0 | 0 | 0 | 0 | 0 | 0 | - | 0 | 0 | 0 | 0 | 0 | 0 | 0 | - | Inactive
| 1 | 3 | 10.4.3.11 | Normal Bend for Heavy Duty Conduit (Schedule 80) - 125mm (5") (Radius : 600mm) | - | CONDUIT AND FITTINGS | 0 | 0 | 0 | 0 | 0 | 0 | 0 | 0 | 0 | 0 | 0 | - | 0 | 0 | 0 | 0 | 0 | 0 | 0 | - | Inactive
| 1 | 3 | 10.4.3.12 | Normal Bend for Heavy Duty Conduit (Schedule 80) - 125mm (5") (Radius : 900mm) | - | CONDUIT AND FITTINGS | 0 | 0 | 0 | 0 | 0 | 0 | 0 | 0 | 0 | 0 | 0 | - | 0 | 0 | 0 | 0 | 0 | 0 | 0 | - | Inactive
| 1 | 3 | 10.4.3.13 | Normal Bend for Heavy Duty Conduit (Schedule 80) - 150mm (6") | - | CONDUIT AND FITTINGS | 0 | 0 | 0 | 0 | 0 | 0 | 0 | 0 | 0 | 0 | 0 | - | 0 | 0 | 0 | 0 | 0 | 0 | 0 | - | Inactive
| 1 | 3 | 10.4.3.14 | Normal Bend for Heavy Duty Conduit (Schedule 80) - 150mm (6") (Radius : 600mm) | - | CONDUIT AND FITTINGS | 0 | 0 | 0 | 0 | 0 | 0 | 0 | 0 | 0 | 0 | 0 | - | 0 | 0 | 0 | 0 | 0 | 0 | 0 | - | Inactive
| 1 | 3 | 10.4.3.15 | Normal Bend for Heavy Duty Conduit (Schedule 80) - 150mm (6") (Radius : 900mm) | - | CONDUIT AND FITTINGS | 0 | 0 | 0 | 0 | 0 | 0 | 0 | 0 | 0 | 0 | 0 | - | 0 | 0 | 0 | 0 | 0 | 0 | 0 | - | Inactive
| 1 | 3 | 10.4.3.16 | Normal Bend for Heavy Duty Conduit (Schedule 80) - 200mm (8") | - | CONDUIT AND FITTINGS | 0 | 0 | 0 | 0 | 0 | 0 | 0 | 0 | 0 | 0 | 0 | - | 0 | 0 | 0 | 0 | 0 | 0 | 0 | - | Inactive
| 1 | 3 | 10.4.3.17 | Normal Bend for Heavy Duty Conduit (Schedule 80) - 200mm (8") (Radius : 600mm) | - | CONDUIT AND FITTINGS | 0 | 0 | 0 | 0 | 0 | 0 | 0 | 0 | 0 | 0 | 0 | - | 0 | 0 | 0 | 0 | 0 | 0 | 0 | - | Inactive
| 1 | 3 | 10.4.3.18 | Normal Bend for Heavy Duty Conduit (Schedule 80) - 200mm (8") (Radius : 900mm) | - | CONDUIT AND FITTINGS | 0 | 0 | 0 | 0 | 0 | 0 | 0 | 0 | 0 | 0 | 0 | - | 0 | 0 | 0 | 0 | 0 | 0 | 0 | - | Inactive
| 0 | 2 | 10.4.4 | End cap for Heavy Duty Conduit | - | CONDUIT AND FITTINGS | 0 | 0 | 0 | 0 | 0 | 0 | 0 | 0 | 0 | 0 | 0 | - | 0 | 0 | 0 | 0 | 0 | 0 | 0 | - | Inactive
| 1 | 3 | 10.4.4.1 | End cap for Heavy Duty Conduit (Schedule 80) - 100mm (4") | - | CONDUIT AND FITTINGS | 0 | 0 | 0 | 0 | 0 | 0 | 0 | 0 | 0 | 0 | 0 | - | 0 | 0 | 0 | 0 | 0 | 0 | 0 | - | Inactive
| 1 | 3 | 10.4.4.2 | End cap for Heavy Duty Conduit (Schedule 80) - 150mm (6") | - | CONDUIT AND FITTINGS | 0 | 0 | 0 | 0 | 0 | 0 | 0 | 0 | 0 | 0 | 0 | - | 0 | 0 | 0 | 0 | 0 | 0 | 0 | - | Inactive
| 1 | 3 | 10.4.4.3 | End cap for Heavy Duty Conduit (Schedule 80) - 200mm (8") | - | CONDUIT AND FITTINGS | 0 | 0 | 0 | 0 | 0 | 0 | 0 | 0 | 0 | 0 | 0 | - | 0 | 0 | 0 | 0 | 0 | 0 | 0 | - | Inactive
| 0 | 2 | 10.4.5 | Bell Mouth for Heavy Duty Conduit | - | CONDUIT AND FITTINGS | 0 | 0 | 0 | 0 | 0 | 0 | 0 | 0 | 0 | 0 | 0 | - | 0 | 0 | 0 | 0 | 0 | 0 | 124 | - | Active
| 1 | 3 | 10.4.5.1 | Bell Mouth for Heavy Duty Conduit (Schedule 80) - 100mm (4") | - | CONDUIT AND FITTINGS | 0 | 0 | 0 | 0 | 0 | 0 | 0 | 0 | 0 | 0 | 0 | - | 0 | 0 | 0 | 0 | 0 | 0 | 0 | - | Inactive
| 1 | 3 | 10.4.5.2 | Bell Mouth for Heavy Duty Conduit (Schedule 80) - 150mm (6") | - | CONDUIT AND FITTINGS | 124 | 0 | 0 | 0 | 0 | 0 | 0 | 0 | 0 | 0 | 0 | MP17 | 7.5 | 0.001897 | 1 | 0.014228 | 1.7642 | 0.23523 | 124 | N.09 | Active
| 1 | 3 | 10.4.5.3 | Bell Mouth for Heavy Duty Conduit (Schedule 80) - 200mm (8") | - | CONDUIT AND FITTINGS | 0 | 0 | 0 | 0 | 0 | 0 | 0 | 0 | 0 | 0 | 0 | - | 0 | 0 | 0 | 0 | 0 | 0 | 0 | - | Inactive
| 0 | 2 | 10.4.6 | Spacer for Heavy Duty Conduit | - | CONDUIT AND FITTINGS | 0 | 0 | 0 | 0 | 0 | 0 | 0 | 0 | 0 | 0 | 0 | - | 0 | 0 | 0 | 0 | 0 | 0 | 220 | - | Active
| 1 | 3 | 10.4.6.1 | a) Intermediate Module | - | CONDUIT AND FITTINGS | 0 | 0 | 0 | 0 | 0 | 0 | 0 | 0 | 0 | 0 | 0 | - | 0 | 0 | 0 | 0 | 0 | 0 | 0 | - | Inactive
| 1 | 3 | 10.4.6.2 | 6"x 2 type | - | CONDUIT AND FITTINGS | 84 | 0 | 0 | 0 | 0 | 0 | 0 | 0 | 0 | 0 | 0 | MP17 | 7.5 | 0.001897 | 1 | 0.014228 | 1.1951 | 0.15935 | 84 | N.09 | Active
| 1 | 3 | 10.4.6.3 | b) Base Module | - | CONDUIT AND FITTINGS | 0 | 0 | 0 | 0 | 0 | 0 | 0 | 0 | 0 | 0 | 0 | - | 0 | 0 | 0 | 0 | 0 | 0 | 0 | - | Inactive
| 1 | 3 | 10.4.6.4 | 6"x 2 type | - | CONDUIT AND FITTINGS | 136 | 0 | 0 | 0 | 0 | 0 | 0 | 0 | 0 | 0 | 0 | MP17 | 7.5 | 0.001897 | 1 | 0.014228 | 1.935 | 0.258 | 136 | N.09 | Active
| 0 | 1 | 10.5 | Corrugated Flexible Conduit | - | CONDUIT AND FITTINGS | 0 | 0 | 0 | 0 | 0 | 0 | 0 | 0 | 0 | 0 | 0 | - | 0 | 0 | 0 | 0 | 0 | 0 | 510 | - | Active
| 0 | 2 | 10.5.1 | ELP Conduit | - | CONDUIT AND FITTINGS | 0 | 0 | 0 | 0 | 0 | 0 | 0 | 0 | 0 | 0 | 0 | - | 0 | 0 | 0 | 0 | 0 | 0 | 300 | - | Active
| 1 | 3 | 10.5.1.1 | ELP Conduit | - | CONDUIT AND FITTINGS | 0 | 0 | 0 | 0 | 0 | 0 | 0 | 0 | 0 | 0 | 0 | - | 0 | 0 | 0 | 0 | 0 | 0 | 0 | - | Inactive
| 1 | 3 | 10.5.1.2 | ELP Conduit - 25 30mm | - | CONDUIT AND FITTINGS | 0 | 0 | 0 | 0 | 0 | 0 | 0 | 0 | 0 | 0 | 0 | - | 0 | 0 | 0 | 0 | 0 | 0 | 0 | - | Inactive
| 1 | 3 | 10.5.1.3 | ELP Conduit - 40mm (1-1/2") | - | CONDUIT AND FITTINGS | 0 | 0 | 0 | 0 | 0 | 0 | 0 | 0 | 0 | 0 | 0 | - | 0 | 0 | 0 | 0 | 0 | 0 | 0 | - | Inactive
| 1 | 3 | 10.5.1.4 | ELP Conduit - 50mm (2") | - | CONDUIT AND FITTINGS | 300 | 0 | 48667.9391 | 12205.5414 | 5970.7161 | 0 | 14600381.7223 | 3661662.4347 | 1791214.8289 | 20053258.9859 | 274.922 | MP17 | 7.5 | 0.05041 | 1 | 0.37807 | 113.4223 | 15.123 | 300 | N.10.01 | Active
| 1 | 3 | 10.5.1.5 | ELP Conduit - 80mm (3") | - | CONDUIT AND FITTINGS | 0 | 0 | 0 | 0 | 0 | 0 | 0 | 0 | 0 | 0 | 0 | - | 0 | 0 | 0 | 0 | 0 | 0 | 0 | - | Inactive
| 1 | 3 | 10.5.1.6 | ELP Conduit - 100mm (4") | - | CONDUIT AND FITTINGS | 0 | 0 | 0 | 0 | 0 | 0 | 0 | 0 | 0 | 0 | 0 | - | 0 | 0 | 0 | 0 | 0 | 0 | 0 | - | Inactive
| 1 | 3 | 10.5.1.7 | ELP Conduit - 150mm (6") | - | CONDUIT AND FITTINGS | 0 | 0 | 0 | 0 | 0 | 0 | 0 | 0 | 0 | 0 | 0 | - | 0 | 0 | 0 | 0 | 0 | 0 | 0 | - | Inactive
| 1 | 3 | 10.5.1.8 | ELP Conduit - 200mm (8") | - | CONDUIT AND FITTINGS | 0 | 0 | 0 | 0 | 0 | 0 | 0 | 0 | 0 | 0 | 0 | - | 0 | 0 | 0 | 0 | 0 | 0 | 0 | - | Inactive
| 0 | 2 | 10.5.2 | Adaptor for ELP Conduit | - | CONDUIT AND FITTINGS | 0 | 0 | 0 | 0 | 0 | 0 | 0 | 0 | 0 | 0 | 0 | - | 0 | 0 | 0 | 0 | 0 | 0 | 0 | - | Inactive
| 1 | 3 | 10.5.2.1 | Adaptor for ELP Conduit - 25 30mm to 25mm (1") | - | CONDUIT AND FITTINGS | 0 | 0 | 0 | 0 | 0 | 0 | 0 | 0 | 0 | 0 | 0 | - | 0 | 0 | 0 | 0 | 0 | 0 | 0 | - | Inactive
| 1 | 3 | 10.5.2.2 | Adaptor for ELP Conduit - 40mm (1-1/2") to 40mm (1-1/2") | - | CONDUIT AND FITTINGS | 0 | 0 | 0 | 0 | 0 | 0 | 0 | 0 | 0 | 0 | 0 | - | 0 | 0 | 0 | 0 | 0 | 0 | 0 | - | Inactive
| 1 | 3 | 10.5.2.3 | Adaptor for ELP Conduit - 50mm (2") to 50mm (2") | - | CONDUIT AND FITTINGS | 0 | 0 | 0 | 0 | 0 | 0 | 0 | 0 | 0 | 0 | 0 | - | 0 | 0 | 0 | 0 | 0 | 0 | 0 | - | Inactive
| 1 | 3 | 10.5.2.4 | Adaptor for ELP Conduit - 80mm (3") to 80mm (3") | - | CONDUIT AND FITTINGS | 0 | 0 | 0 | 0 | 0 | 0 | 0 | 0 | 0 | 0 | 0 | - | 0 | 0 | 0 | 0 | 0 | 0 | 0 | - | Inactive
| 1 | 3 | 10.5.2.5 | Adaptor for ELP Conduit - 100mm (4") to 100mm (4") | - | CONDUIT AND FITTINGS | 0 | 0 | 0 | 0 | 0 | 0 | 0 | 0 | 0 | 0 | 0 | - | 0 | 0 | 0 | 0 | 0 | 0 | 0 | - | Inactive
| 1 | 3 | 10.5.2.6 | Adaptor for ELP Conduit - 150mm (6") to 150mm (6") | - | CONDUIT AND FITTINGS | 0 | 0 | 0 | 0 | 0 | 0 | 0 | 0 | 0 | 0 | 0 | - | 0 | 0 | 0 | 0 | 0 | 0 | 0 | - | Inactive
| 1 | 3 | 10.5.2.7 | Adaptor for ELP Conduit - 200mm (8") to 200mm (8") | - | CONDUIT AND FITTINGS | 0 | 0 | 0 | 0 | 0 | 0 | 0 | 0 | 0 | 0 | 0 | - | 0 | 0 | 0 | 0 | 0 | 0 | 0 | - | Inactive
| 0 | 2 | 10.5.3 | Coupling for ELP Conduit | - | CONDUIT AND FITTINGS | 0 | 0 | 0 | 0 | 0 | 0 | 0 | 0 | 0 | 0 | 0 | - | 0 | 0 | 0 | 0 | 0 | 0 | 30 | - | Active
| 1 | 3 | 10.5.3.1 | Coupling for ELP Conduit - 25 30mm | - | CONDUIT AND FITTINGS | 0 | 0 | 0 | 0 | 0 | 0 | 0 | 0 | 0 | 0 | 0 | - | 0 | 0 | 0 | 0 | 0 | 0 | 0 | - | Inactive
| 1 | 3 | 10.5.3.2 | Coupling for ELP Conduit - 40mm (1-1/2") | - | CONDUIT AND FITTINGS | 0 | 0 | 0 | 0 | 0 | 0 | 0 | 0 | 0 | 0 | 0 | - | 0 | 0 | 0 | 0 | 0 | 0 | 0 | - | Inactive
| 1 | 3 | 10.5.3.3 | Coupling for ELP Conduit - 50mm (2") | - | CONDUIT AND FITTINGS | 30 | 0 | 0 | 0 | 0 | 0 | 0 | 0 | 0 | 0 | 0 | MP17 | 7.5 | 0.001897 | 1 | 0.014228 | 0.42683 | 0.056911 | 30 | N.10.02 | Active
| 1 | 3 | 10.5.3.4 | Coupling for ELP Conduit - 80mm (3") | - | CONDUIT AND FITTINGS | 0 | 0 | 0 | 0 | 0 | 0 | 0 | 0 | 0 | 0 | 0 | - | 0 | 0 | 0 | 0 | 0 | 0 | 0 | - | Inactive
| 1 | 3 | 10.5.3.5 | Coupling for ELP Conduit - 100mm (4") | - | CONDUIT AND FITTINGS | 0 | 0 | 0 | 0 | 0 | 0 | 0 | 0 | 0 | 0 | 0 | - | 0 | 0 | 0 | 0 | 0 | 0 | 0 | - | Inactive
| 1 | 3 | 10.5.3.6 | Coupling for ELP Conduit - 150mm (6") | - | CONDUIT AND FITTINGS | 0 | 0 | 0 | 0 | 0 | 0 | 0 | 0 | 0 | 0 | 0 | - | 0 | 0 | 0 | 0 | 0 | 0 | 0 | - | Inactive
| 1 | 3 | 10.5.3.7 | Coupling for ELP Conduit - 200mm (8") | - | CONDUIT AND FITTINGS | 0 | 0 | 0 | 0 | 0 | 0 | 0 | 0 | 0 | 0 | 0 | - | 0 | 0 | 0 | 0 | 0 | 0 | 0 | - | Inactive
| 0 | 2 | 10.5.4 | End Cap for ELP Conduit | - | CONDUIT AND FITTINGS | 0 | 0 | 0 | 0 | 0 | 0 | 0 | 0 | 0 | 0 | 0 | - | 0 | 0 | 0 | 0 | 0 | 0 | 0 | - | Inactive
| 1 | 3 | 10.5.4.1 | End Cap for ELP Conduit - 30mm | - | CONDUIT AND FITTINGS | 0 | 0 | 0 | 0 | 0 | 0 | 0 | 0 | 0 | 0 | 0 | - | 0 | 0 | 0 | 0 | 0 | 0 | 0 | - | Inactive
| 1 | 3 | 10.5.4.2 | End Cap for ELP Conduit - 40mm (1-1/2") | - | CONDUIT AND FITTINGS | 0 | 0 | 0 | 0 | 0 | 0 | 0 | 0 | 0 | 0 | 0 | - | 0 | 0 | 0 | 0 | 0 | 0 | 0 | - | Inactive
| 1 | 3 | 10.5.4.3 | End Cap for ELP Conduit - 50mm (2") | - | CONDUIT AND FITTINGS | 0 | 0 | 0 | 0 | 0 | 0 | 0 | 0 | 0 | 0 | 0 | - | 0 | 0 | 0 | 0 | 0 | 0 | 0 | - | Inactive
| 1 | 3 | 10.5.4.4 | End Cap for ELP Conduit - 80mm (3") | - | CONDUIT AND FITTINGS | 0 | 0 | 0 | 0 | 0 | 0 | 0 | 0 | 0 | 0 | 0 | - | 0 | 0 | 0 | 0 | 0 | 0 | 0 | - | Inactive
| 1 | 3 | 10.5.4.5 | End Cap for ELP Conduit - 100mm (4") | - | CONDUIT AND FITTINGS | 0 | 0 | 0 | 0 | 0 | 0 | 0 | 0 | 0 | 0 | 0 | - | 0 | 0 | 0 | 0 | 0 | 0 | 0 | - | Inactive
| 1 | 3 | 10.5.4.6 | End Cap for ELP Conduit - 150mm (6") | - | CONDUIT AND FITTINGS | 0 | 0 | 0 | 0 | 0 | 0 | 0 | 0 | 0 | 0 | 0 | - | 0 | 0 | 0 | 0 | 0 | 0 | 0 | - | Inactive
| 1 | 3 | 10.5.4.7 | End Cap for ELP Conduit - 200mm (8") | - | CONDUIT AND FITTINGS | 0 | 0 | 0 | 0 | 0 | 0 | 0 | 0 | 0 | 0 | 0 | - | 0 | 0 | 0 | 0 | 0 | 0 | 0 | - | Inactive
| 0 | 2 | 10.5.5 | CD Conduit | - | CONDUIT AND FITTINGS | 0 | 0 | 0 | 0 | 0 | 0 | 0 | 0 | 0 | 0 | 0 | - | 0 | 0 | 0 | 0 | 0 | 0 | 180 | - | Active
| 0 | 3 | 10.5.5.1 | CD Conduit | - | CONDUIT AND FITTINGS | 0 | 0 | 0 | 0 | 0 | 0 | 0 | 0 | 0 | 0 | 0 | - | 0 | 0 | 0 | 0 | 0 | 0 | 108 | - | Active
| 1 | 4 | 10.5.5.1.1 | CD Conduit(Indoor) - 22mm | - | CONDUIT AND FITTINGS | 108 | 0 | 17727.2646 | 4445.727 | 2174.7641 | 0 | 1914544.5754 | 480138.5179 | 234874.5272 | 2629557.6206 | 36.0494 | MP17 | 7.5 | 0.075 | 1 | 0.5625 | 60.75 | 8.1 | 108 | N.11.01 | Active
| 1 | 4 | 10.5.5.1.2 | CD Conduit(Indoor) - 28mm | - | CONDUIT AND FITTINGS | 0 | 0 | 0 | 0 | 0 | 0 | 0 | 0 | 0 | 0 | 0 | - | 0 | 0 | 0 | 0 | 0 | 0 | 0 | - | Inactive
| 1 | 4 | 10.5.5.1.3 | CD Conduit(Indoor) - 36mm | - | CONDUIT AND FITTINGS | 0 | 0 | 0 | 0 | 0 | 0 | 0 | 0 | 0 | 0 | 0 | - | 0 | 0 | 0 | 0 | 0 | 0 | 0 | - | Inactive
| 0 | 3 | 10.5.5.2 | Adaptor for CD Conduit | - | CONDUIT AND FITTINGS | 0 | 0 | 0 | 0 | 0 | 0 | 0 | 0 | 0 | 0 | 0 | - | 0 | 0 | 0 | 0 | 0 | 0 | 0 | - | Inactive
| 1 | 4 | 10.5.5.2.1 | Adaptor for CD Conduit(Indoor) - 22mm to 20mm (3/4") | - | CONDUIT AND FITTINGS | 0 | 0 | 0 | 0 | 0 | 0 | 0 | 0 | 0 | 0 | 0 | - | 0 | 0 | 0 | 0 | 0 | 0 | 0 | - | Inactive
| 1 | 4 | 10.5.5.2.2 | Adaptor for CD Conduit(Indoor) - 28mm to 25mm (1") | - | CONDUIT AND FITTINGS | 0 | 0 | 0 | 0 | 0 | 0 | 0 | 0 | 0 | 0 | 0 | - | 0 | 0 | 0 | 0 | 0 | 0 | 0 | - | Inactive
| 1 | 4 | 10.5.5.2.3 | Adaptor for CD Conduit(Indoor) - 36mm to 32mm (1-1/4") | - | CONDUIT AND FITTINGS | 0 | 0 | 0 | 0 | 0 | 0 | 0 | 0 | 0 | 0 | 0 | - | 0 | 0 | 0 | 0 | 0 | 0 | 0 | - | Inactive
| 0 | 3 | 10.5.5.3 | Coupling for CD Conduit | - | CONDUIT AND FITTINGS | 0 | 0 | 0 | 0 | 0 | 0 | 0 | 0 | 0 | 0 | 0 | - | 0 | 0 | 0 | 0 | 0 | 0 | 0 | - | Inactive
| 1 | 4 | 10.5.5.3.1 | Coupling for CD Conduit (Indoor) - 22mm | - | CONDUIT AND FITTINGS | 0 | 0 | 0 | 0 | 0 | 0 | 0 | 0 | 0 | 0 | 0 | - | 0 | 0 | 0 | 0 | 0 | 0 | 0 | - | Inactive
| 1 | 4 | 10.5.5.3.2 | Coupling for CD Conduit (Indoor) - 28mm | - | CONDUIT AND FITTINGS | 0 | 0 | 0 | 0 | 0 | 0 | 0 | 0 | 0 | 0 | 0 | - | 0 | 0 | 0 | 0 | 0 | 0 | 0 | - | Inactive
| 1 | 4 | 10.5.5.3.3 | Coupling for CD Conduit (Indoor) - 36mm | - | CONDUIT AND FITTINGS | 0 | 0 | 0 | 0 | 0 | 0 | 0 | 0 | 0 | 0 | 0 | - | 0 | 0 | 0 | 0 | 0 | 0 | 0 | - | Inactive
| 0 | 3 | 10.5.5.4 | Connector for CD Conduit | - | CONDUIT AND FITTINGS | 0 | 0 | 0 | 0 | 0 | 0 | 0 | 0 | 0 | 0 | 0 | - | 0 | 0 | 0 | 0 | 0 | 0 | 72 | - | Active
| 1 | 4 | 10.5.5.4.1 | Connector for CD Conduit (Indoor) - 22mm | - | CONDUIT AND FITTINGS | 72 | 0 | 0 | 0 | 0 | 0 | 0 | 0 | 0 | 0 | 0 | MP17 | 7.5 | 0.001897 | 1 | 0.014228 | 1.0244 | 0.13659 | 72 | N.11.02 | Active
| 1 | 4 | 10.5.5.4.2 | Connector for CD Conduit (Indoor) - 28mm | - | CONDUIT AND FITTINGS | 0 | 0 | 0 | 0 | 0 | 0 | 0 | 0 | 0 | 0 | 0 | - | 0 | 0 | 0 | 0 | 0 | 0 | 0 | - | Inactive
| 1 | 4 | 10.5.5.4.3 | Connector for CD Conduit (Indoor) - 36mm | - | CONDUIT AND FITTINGS | 0 | 0 | 0 | 0 | 0 | 0 | 0 | 0 | 0 | 0 | 0 | - | 0 | 0 | 0 | 0 | 0 | 0 | 0 | - | Inactive
| 0 | 0 | 11 | Bulk Material | - | BULK MATERIAL | 0 | 0 | 0 | 0 | 0 | 0 | 0 | 0 | 0 | 0 | 0 | - | 0 | 0 | 0 | 0 | 0 | 0 | 87269.82 | - | Active
| 0 | 1 | 11.1 | Steel C-Channel | - | BULK MATERIAL | 0 | 0 | 0 | 0 | 0 | 0 | 0 | 0 | 0 | 0 | 0 | - | 0 | 0 | 0 | 0 | 0 | 0 | 2291 | - | Active
| 1 | 2 | 11.1.1 | Steel C-Channel (Hot Dip Galvanized) - 65x40x6t | - | BULK MATERIAL | 417 | 0 | 126666.5153 | 31766.7403 | 15539.6783 | 0 | 52819936.8782 | 13246730.7165 | 6480045.8583 | 72546713.4529 | 994.5803 | MP24 | 6 | 0.050348 | 1 | 0.30209 | 125.9716 | 20.9953 | 417 | O.01.01 | Active
| 1 | 2 | 11.1.2 | Steel C-Channel (Hot Dip Galvanized) - 100x50x6t | - | BULK MATERIAL | 1580 | 0 | 189515.4729 | 47528.8634 | 23250.2057 | 0 | 299434447.2103 | 75095604.1568 | 36735325.048 | 411265376.4151 | 5638.2673 | MP24 | 6 | 0.050348 | 1 | 0.30209 | 477.3025 | 79.5504 | 1580 | O.01.02 | Active
| 1 | 2 | 11.1.3 | Steel C-Channel (Hot Dip Galvanized) - 120x51x6t | - | BULK MATERIAL | 132 | 0 | 0 | 0 | 0 | 0 | 28291988.5749 | 7095380.3204 | 3470923.5692 | 38858292.4645 | 532.7296 | MP24 | 6 | 0.10022 | 1 | 0.6013 | 79.372 | 13.2287 | 132 | O.01.03 | Active
| 1 | 2 | 11.1.4 | Steel C-Channel (Hot Dip Galvanized) - 125x65x6t | - | BULK MATERIAL | 90 | 0 | 240117.6379 | 60219.3932 | 29458.1688 | 0 | 21610587.4098 | 5419745.3917 | 2651235.1938 | 29681567.9953 | 406.9209 | MP24 | 6 | 0.10022 | 1 | 0.6013 | 54.1173 | 9.0195 | 90 | O.01.04 | Active
| 1 | 2 | 11.1.5 | Steel C-Channel (Hot Dip Galvanized) - 150x75x6t | - | BULK MATERIAL | 72 | 0 | 428988.6993 | 107586.5938 | 52629.2922 | 0 | 30887186.3501 | 7746234.7558 | 3789309.0394 | 42422730.1454 | 581.5965 | MP24 | 6 | 0.15019 | 1 | 0.90116 | 64.8837 | 10.8139 | 72 | O.01.05 | Active
| 0 | 1 | 11.2 | Steel Angle | - | BULK MATERIAL | 0 | 0 | 0 | 0 | 0 | 0 | 0 | 0 | 0 | 0 | 0 | - | 0 | 0 | 0 | 0 | 0 | 0 | 2384.5 | - | Active
| 1 | 2 | 11.2.1 | Steel Angle (Hot Dip Galvanized) - 50x50x6t | - | BULK MATERIAL | 2384.5 | 0 | 79287.3992 | 19884.5245 | 9727.1269 | 0 | 189060803.429 | 47414648.6217 | 23194334.0587 | 259669786.1095 | 3559.9482 | MP24 | 6 | 0.050348 | 1 | 0.30209 | 720.334 | 120.0557 | 2384.5 | O.01.06 | Active
| 1 | 2 | 11.2.2 | Steel Angle (Hot Dip Galvanized) - 75x75x6t | - | BULK MATERIAL | 0 | 0 | 0 | 0 | 0 | 0 | 0 | 0 | 0 | 0 | 0 | - | 0 | 0 | 0 | 0 | 0 | 0 | 0 | - | Inactive
| 1 | 2 | 11.2.3 | Steel Angle (Hot Dip Galvanized) - 150x150x10t | - | BULK MATERIAL | 0 | 0 | 0 | 0 | 0 | 0 | 0 | 0 | 0 | 0 | 0 | - | 0 | 0 | 0 | 0 | 0 | 0 | 0 | - | Inactive
| 0 | 1 | 11.3 | Unistrut Channel (Single/Double) | - | BULK MATERIAL | 0 | 0 | 0 | 0 | 0 | 0 | 0 | 0 | 0 | 0 | 0 | - | 0 | 0 | 0 | 0 | 0 | 0 | 3700.92 | - | Active
| 0 | 2 | 11.3.1 | Unistrut Channel | - | BULK MATERIAL | 0 | 0 | 0 | 0 | 0 | 0 | 0 | 0 | 0 | 0 | 0 | - | 0 | 0 | 0 | 0 | 0 | 0 | 1225.92 | - | Active
| 1 | 3 | 11.3.1.1 | Unistrut Channel (Hot Dip Galvanized) - 41x41x2.6t | - | BULK MATERIAL | 1225.92 | 0 | 99592.3098 | 24976.9027 | 12218.2204 | 0 | 122092204.4196 | 30619684.558 | 14978560.6992 | 167690449.6769 | 2298.9623 | MP24 | 6 | 0.050348 | 1 | 0.30209 | 370.3384 | 61.7231 | 1225.92 | O.01.07 | Active
| 0 | 2 | 11.3.2 | Double Unistrut Channel | - | BULK MATERIAL | 0 | 0 | 0 | 0 | 0 | 0 | 0 | 0 | 0 | 0 | 0 | - | 0 | 0 | 0 | 0 | 0 | 0 | 1063 | - | Active
| 1 | 3 | 11.3.2.1 | Double Unistrut Channel (Hot Dip Galvanized) - 82x41x2.6t | - | BULK MATERIAL | 1063 | 0 | 199184.6196 | 49953.8054 | 24436.4407 | 0 | 211733250.6168 | 53100895.1403 | 25975936.4775 | 290810082.2347 | 3986.8783 | MP31 | 6.5 | 0.050348 | 1 | 0.32726 | 347.882 | 53.5203 | 1063 | O.01.08 | Active
| 0 | 2 | 11.3.3 | Spring Nut for Unistrut Channel | - | BULK MATERIAL | 0 | 0 | 0 | 0 | 0 | 0 | 0 | 0 | 0 | 0 | 0 | - | 0 | 0 | 0 | 0 | 0 | 0 | 0 | - | Inactive
| 1 | 3 | 11.3.3.1 | Spring Nut for Unistrut Channel (316SS) - M6 | - | BULK MATERIAL | 0 | 0 | 0 | 0 | 0 | 0 | 0 | 0 | 0 | 0 | 0 | - | 0 | 0 | 0 | 0 | 0 | 0 | 0 | - | Inactive
| 1 | 3 | 11.3.3.2 | Spring Nut for Unistrut Channel (316SS) - M8 | - | BULK MATERIAL | 0 | 0 | 0 | 0 | 0 | 0 | 0 | 0 | 0 | 0 | 0 | - | 0 | 0 | 0 | 0 | 0 | 0 | 0 | - | Inactive
| 1 | 3 | 11.3.3.3 | Spring Nut for Unistrut Channel (316SS) - M12 | - | BULK MATERIAL | 0 | 0 | 0 | 0 | 0 | 0 | 0 | 0 | 0 | 0 | 0 | - | 0 | 0 | 0 | 0 | 0 | 0 | 0 | - | Inactive
| 0 | 2 | 11.3.4 | Square Washer for Unistrut Channel | - | BULK MATERIAL | 0 | 0 | 0 | 0 | 0 | 0 | 0 | 0 | 0 | 0 | 0 | - | 0 | 0 | 0 | 0 | 0 | 0 | 0 | - | Inactive
| 1 | 3 | 11.3.4.1 | Square Washer for Unistrut Channel (316SS) - M6 | - | BULK MATERIAL | 0 | 0 | 0 | 0 | 0 | 0 | 0 | 0 | 0 | 0 | 0 | - | 0 | 0 | 0 | 0 | 0 | 0 | 0 | - | Inactive
| 1 | 3 | 11.3.4.2 | Square Washer for Unistrut Channel (316SS) - M8 | - | BULK MATERIAL | 0 | 0 | 0 | 0 | 0 | 0 | 0 | 0 | 0 | 0 | 0 | - | 0 | 0 | 0 | 0 | 0 | 0 | 0 | - | Inactive
| 1 | 3 | 11.3.4.3 | Square Washer for Unistrut Channel (316SS) - M12 | - | BULK MATERIAL | 0 | 0 | 0 | 0 | 0 | 0 | 0 | 0 | 0 | 0 | 0 | - | 0 | 0 | 0 | 0 | 0 | 0 | 0 | - | Inactive
| 0 | 2 | 11.3.5 | Single Post Base for Unistrut Channel | - | BULK MATERIAL | 0 | 0 | 0 | 0 | 0 | 0 | 0 | 0 | 0 | 0 | 0 | - | 0 | 0 | 0 | 0 | 0 | 0 | 0 | - | Inactive
| 1 | 3 | 11.3.5.1 | Single Post Base for Unistrut Channel (Hot Dip Galvanized) - 152x152x6t | - | BULK MATERIAL | 0 | 0 | 0 | 0 | 0 | 0 | 0 | 0 | 0 | 0 | 0 | - | 0 | 0 | 0 | 0 | 0 | 0 | 0 | - | Inactive
| 0 | 2 | 11.3.6 | Double Post Base for Double Unistrut Channel | - | BULK MATERIAL | 0 | 0 | 0 | 0 | 0 | 0 | 0 | 0 | 0 | 0 | 0 | - | 0 | 0 | 0 | 0 | 0 | 0 | 448 | - | Active
| 1 | 3 | 11.3.6.1 | Double Post Base for Double Unistrut Channel (Hot Dip Galvanized) - 152x152x6t | - | BULK MATERIAL | 448 | 0 | 0 | 0 | 0 | 0 | 0 | 0 | 0 | 0 | 0 | MP31 | 6.5 | 0.050348 | 1 | 0.32726 | 146.6144 | 22.5561 | 448 | O.01.09 | Active
| 1 | 2 | 11.3.7 | U Support for Unistrut Channel | - | BULK MATERIAL | 180 | 0 | 0 | 0 | 0 | 0 | 0 | 0 | 0 | 0 | 0 | MP31 | 6.5 | 0.050348 | 1 | 0.32726 | 58.9076 | 9.0627 | 180 | O.01.09 | Active
| 1 | 2 | 11.3.8 | 3-Hole Angle for Unistrut Channel | - | BULK MATERIAL | 784 | 0 | 0 | 0 | 0 | 0 | 0 | 0 | 0 | 0 | 0 | MP31 | 6.5 | 0.050348 | 1 | 0.32726 | 256.5752 | 39.4731 | 784 | O.01.09 | Active
| 1 | 2 | 11.3.9 | Tee Plate for Unistrut Channel | - | BULK MATERIAL | 0 | 0 | 0 | 0 | 0 | 0 | 0 | 0 | 0 | 0 | 0 | - | 0 | 0 | 0 | 0 | 0 | 0 | 0 | - | Inactive
| 1 | 2 | 11.3.10 | Cross Plate for Unistrut Channel | - | BULK MATERIAL | 0 | 0 | 0 | 0 | 0 | 0 | 0 | 0 | 0 | 0 | 0 | - | 0 | 0 | 0 | 0 | 0 | 0 | 0 | - | Inactive
| 0 | 1 | 11.4 | Steel Plate | - | BULK MATERIAL | 0 | 0 | 0 | 0 | 0 | 0 | 0 | 0 | 0 | 0 | 0 | - | 0 | 0 | 0 | 0 | 0 | 0 | 1084 | - | Active
| 1 | 2 | 11.4.1 | Steel Plate (Hot dip galvanized) - 50x50x6t | - | BULK MATERIAL | 0 | 0 | 0 | 0 | 0 | 0 | 0 | 0 | 0 | 0 | 0 | - | 0 | 0 | 0 | 0 | 0 | 0 | 0 | - | Inactive
| 1 | 2 | 11.4.2 | Steel Plate (Hot dip galvanized) - 100x100x6t | - | BULK MATERIAL | 78 | 0 | 56081.6455 | 14064.6637 | 6880.1629 | 0 | 4374368.349 | 1097043.7652 | 536652.7077 | 6008064.8218 | 82.3674 | MP31 | 6.5 | 0.046475 | 1 | 0.30209 | 23.563 | 3.6251 | 78 | O.01.10 | Active
| 1 | 2 | 11.4.3 | Steel Plate (Hot dip galvanized) - 150x150x6t | - | BULK MATERIAL | 498 | 0 | 74774.5359 | 18752.8849 | 9173.5506 | 0 | 37237718.8933 | 9338936.6678 | 4568428.1783 | 51145083.7393 | 701.1785 | MP31 | 6.5 | 0.046475 | 1 | 0.30209 | 150.4409 | 23.1448 | 498 | O.01.11 | Active
| 1 | 2 | 11.4.4 | Steel Plate (Hot dip galvanized) - 200x150x6t | - | BULK MATERIAL | 0 | 0 | 0 | 0 | 0 | 0 | 0 | 0 | 0 | 0 | 0 | - | 0 | 0 | 0 | 0 | 0 | 0 | 0 | - | Inactive
| 1 | 2 | 11.4.5 | Steel Plate (Hot dip galvanized) - 200x200x6t | - | BULK MATERIAL | 335 | 0 | 0 | 0 | 0 | 0 | 0 | 0 | 0 | 0 | 0 | MP31 | 6.5 | 0.046475 | 1 | 0.30209 | 101.2002 | 15.5693 | 335 | O.01.12 | Active
| 1 | 2 | 11.4.6 | Steel Plate (Hot dip galvanized) - 250x200x6t | - | BULK MATERIAL | 0 | 0 | 0 | 0 | 0 | 0 | 0 | 0 | 0 | 0 | 0 | - | 0 | 0 | 0 | 0 | 0 | 0 | 0 | - | Inactive
| 1 | 2 | 11.4.7 | Steel Plate (Hot dip galvanized) - 250x250x6t | - | BULK MATERIAL | 0 | 0 | 0 | 0 | 0 | 0 | 0 | 0 | 0 | 0 | 0 | - | 0 | 0 | 0 | 0 | 0 | 0 | 0 | - | Inactive
| 1 | 2 | 11.4.8 | Steel Plate (Hot dip galvanized) - 300x150x6t | - | BULK MATERIAL | 0 | 0 | 0 | 0 | 0 | 0 | 0 | 0 | 0 | 0 | 0 | - | 0 | 0 | 0 | 0 | 0 | 0 | 0 | - | Inactive
| 1 | 2 | 11.4.9 | Steel Plate (Hot dip galvanized) - 300x200x6t | - | BULK MATERIAL | 173 | 0 | 228192.0596 | 57228.6314 | 27995.1457 | 0 | 39477226.3071 | 9900553.2373 | 4843160.201 | 54220939.7454 | 743.3453 | MP31 | 6.5 | 0.046475 | 1 | 0.30209 | 52.2616 | 8.0402 | 173 | O.01.13 | Active
| 1 | 2 | 11.4.10 | Steel Plate (Hot dip galvanized) - 300x300x10t | - | BULK MATERIAL | 0 | 0 | 0 | 0 | 0 | 0 | 0 | 0 | 0 | 0 | 0 | - | 0 | 0 | 0 | 0 | 0 | 0 | 0 | - | Inactive
| 1 | 2 | 11.4.11 | Steel Plate (Hot dip galvanized) - 600x50x6t | - | BULK MATERIAL | 0 | 0 | 0 | 0 | 0 | 0 | 0 | 0 | 0 | 0 | 0 | - | 0 | 0 | 0 | 0 | 0 | 0 | 0 | - | Inactive
| 1 | 2 | 11.4.12 | Steel Plate (Hot dip galvanized) - 1200x500x6t | - | BULK MATERIAL | 0 | 0 | 0 | 0 | 0 | 0 | 0 | 0 | 0 | 0 | 0 | - | 0 | 0 | 0 | 0 | 0 | 0 | 0 | - | Inactive
| 0 | 1 | 11.5 | Cable Cleat | - | BULK MATERIAL | 0 | 0 | 0 | 0 | 0 | 0 | 0 | 0 | 0 | 0 | 0 | - | 0 | 0 | 0 | 0 | 0 | 0 | 950 | - | Active
| 0 | 2 | 11.5.1 | Cable Cleat for Single Core Cable | - | BULK MATERIAL | 0 | 0 | 0 | 0 | 0 | 0 | 0 | 0 | 0 | 0 | 0 | - | 0 | 0 | 0 | 0 | 0 | 0 | 72 | - | Active
| 0 | 3 | 11.5.1.1 | 33kV | - | BULK MATERIAL | 0 | 0 | 0 | 0 | 0 | 0 | 0 | 0 | 0 | 0 | 0 | - | 0 | 0 | 0 | 0 | 0 | 0 | 0 | - | Inactive
| 1 | 4 | 11.5.1.1.1 | Cable Cleat for Single Core Cable, 33kV - 1C-120㎟ (Cable O.D 44mm x 3) - 33kV | - | BULK MATERIAL | 0 | 0 | 0 | 0 | 0 | 0 | 0 | 0 | 0 | 0 | 0 | - | 0 | 0 | 0 | 0 | 0 | 0 | 0 | - | Inactive
| 1 | 4 | 11.5.1.1.2 | Cable Cleat for Single Core Cable, 33kV - 1C-150㎟ (Cable O.D 46.5mm x 3) - 33kV | - | BULK MATERIAL | 0 | 0 | 0 | 0 | 0 | 0 | 0 | 0 | 0 | 0 | 0 | - | 0 | 0 | 0 | 0 | 0 | 0 | 0 | - | Inactive
| 1 | 4 | 11.5.1.1.3 | Cable Cleat for Single Core Cable, 33kV - 1C-185㎟ (Cable O.D 48.5mm x 3) - 33kV | - | BULK MATERIAL | 0 | 0 | 0 | 0 | 0 | 0 | 0 | 0 | 0 | 0 | 0 | - | 0 | 0 | 0 | 0 | 0 | 0 | 0 | - | Inactive
| 1 | 4 | 11.5.1.1.4 | Cable Cleat for Single Core Cable, 33kV - 1C-240㎟ (Cable O.D 51.5mm x 3) - 33kV | - | BULK MATERIAL | 0 | 0 | 0 | 0 | 0 | 0 | 0 | 0 | 0 | 0 | 0 | - | 0 | 0 | 0 | 0 | 0 | 0 | 0 | - | Inactive
| 1 | 4 | 11.5.1.1.5 | Cable Cleat for Single Core Cable, 33kV - 1C-300㎟ (Cable O.D 53.5mm x 3) - 33kV | - | BULK MATERIAL | 0 | 0 | 0 | 0 | 0 | 0 | 0 | 0 | 0 | 0 | 0 | - | 0 | 0 | 0 | 0 | 0 | 0 | 0 | - | Inactive
| 1 | 4 | 11.5.1.1.6 | Cable Cleat for Single Core Cable, 33kV - 1C-400㎟ (Cable O.D 56.5mm x 3) - 33kV | - | BULK MATERIAL | 0 | 0 | 0 | 0 | 0 | 0 | 0 | 0 | 0 | 0 | 0 | - | 0 | 0 | 0 | 0 | 0 | 0 | 0 | - | Inactive
| 1 | 4 | 11.5.1.1.7 | Cable Cleat for Single Core Cable, 33kV - 1C-500㎟ (Cable O.D 61mm x 3) - 33kV | - | BULK MATERIAL | 0 | 0 | 0 | 0 | 0 | 0 | 0 | 0 | 0 | 0 | 0 | - | 0 | 0 | 0 | 0 | 0 | 0 | 0 | - | Inactive
| 1 | 4 | 11.5.1.1.8 | Cable Cleat for Single Core Cable, 33kV - 1C-630㎟ (Cable O.D 65mm x 3) - 33kV | - | BULK MATERIAL | 0 | 0 | 0 | 0 | 0 | 0 | 0 | 0 | 0 | 0 | 0 | - | 0 | 0 | 0 | 0 | 0 | 0 | 0 | - | Inactive
| 1 | 4 | 11.5.1.1.9 | Cable Cleat for Single Core Cable, 33kV - 1C-800㎟ (Cable O.D 71mm x 3) - 33kV | - | BULK MATERIAL | 0 | 0 | 0 | 0 | 0 | 0 | 0 | 0 | 0 | 0 | 0 | - | 0 | 0 | 0 | 0 | 0 | 0 | 0 | - | Inactive
| 0 | 3 | 11.5.1.2 | 11kV | - | BULK MATERIAL | 0 | 0 | 0 | 0 | 0 | 0 | 0 | 0 | 0 | 0 | 0 | - | 0 | 0 | 0 | 0 | 0 | 0 | 0 | - | Inactive
| 1 | 4 | 11.5.1.2.1 | Cable Cleat for Single Core Cable, 11kV - 1C-185㎟ (Cable O.D 37mm x 3) - 11kV | - | BULK MATERIAL | 0 | 0 | 0 | 0 | 0 | 0 | 0 | 0 | 0 | 0 | 0 | - | 0 | 0 | 0 | 0 | 0 | 0 | 0 | - | Inactive
| 1 | 4 | 11.5.1.2.2 | Cable Cleat for Single Core Cable, 11kV - 1C-240㎟ (Cable O.D 39.5mm x 3) - 11kV | - | BULK MATERIAL | 0 | 0 | 0 | 0 | 0 | 0 | 0 | 0 | 0 | 0 | 0 | - | 0 | 0 | 0 | 0 | 0 | 0 | 0 | - | Inactive
| 1 | 4 | 11.5.1.2.3 | Cable Cleat for Single Core Cable, 11kV - 1C-300㎟ (Cable O.D 42mm x 3) - 11kV | - | BULK MATERIAL | 0 | 0 | 0 | 0 | 0 | 0 | 0 | 0 | 0 | 0 | 0 | - | 0 | 0 | 0 | 0 | 0 | 0 | 0 | - | Inactive
| 1 | 4 | 11.5.1.2.4 | Cable Cleat for Single Core Cable, 11kV - 1C-400㎟ (Cable O.D 45mm x 3) - 11kV | - | BULK MATERIAL | 0 | 0 | 0 | 0 | 0 | 0 | 0 | 0 | 0 | 0 | 0 | - | 0 | 0 | 0 | 0 | 0 | 0 | 0 | - | Inactive
| 1 | 4 | 11.5.1.2.5 | Cable Cleat for Single Core Cable, 11kV - 1C-500㎟ (Cable O.D 50mm x 3) - 11kV | - | BULK MATERIAL | 0 | 0 | 0 | 0 | 0 | 0 | 0 | 0 | 0 | 0 | 0 | - | 0 | 0 | 0 | 0 | 0 | 0 | 0 | - | Inactive
| 1 | 4 | 11.5.1.2.6 | Cable Cleat for Single Core Cable, 11kV - 1C-630㎟ (Cable O.D 54mm x 3) - 11kV | - | BULK MATERIAL | 0 | 0 | 0 | 0 | 0 | 0 | 0 | 0 | 0 | 0 | 0 | - | 0 | 0 | 0 | 0 | 0 | 0 | 0 | - | Inactive
| 0 | 3 | 11.5.1.3 | 6.6kV | - | BULK MATERIAL | 0 | 0 | 0 | 0 | 0 | 0 | 0 | 0 | 0 | 0 | 0 | - | 0 | 0 | 0 | 0 | 0 | 0 | 72 | - | Active
| 1 | 4 | 11.5.1.3.1 | Cable Cleat for Single Core Cable, 6.6kV - 1C-120㎟ (Cable O.D 31mm x 3) - 6.6kV | - | BULK MATERIAL | 0 | 0 | 0 | 0 | 0 | 0 | 0 | 0 | 0 | 0 | 0 | - | 0 | 0 | 0 | 0 | 0 | 0 | 0 | - | Inactive
| 1 | 4 | 11.5.1.3.2 | Cable Cleat for Single Core Cable, 6.6kV - 1C-150㎟ (Cable O.D 33.5mm x 3) - 6.6kV | - | BULK MATERIAL | 0 | 0 | 0 | 0 | 0 | 0 | 0 | 0 | 0 | 0 | 0 | - | 0 | 0 | 0 | 0 | 0 | 0 | 0 | - | Inactive
| 1 | 4 | 11.5.1.3.3 | Cable Cleat for Single Core Cable, 6.6kV - 1C-185㎟ (Cable O.D 35mm x 3) - 6.6kV | - | BULK MATERIAL | 0 | 0 | 0 | 0 | 0 | 0 | 0 | 0 | 0 | 0 | 0 | - | 0 | 0 | 0 | 0 | 0 | 0 | 0 | - | Inactive
| 1 | 4 | 11.5.1.3.4 | Cable Cleat for Single Core Cable, 6.6kV - 1C-240㎟ (Cable O.D 37.5mm x 3) - 6.6kV | - | BULK MATERIAL | 0 | 0 | 0 | 0 | 0 | 0 | 0 | 0 | 0 | 0 | 0 | - | 0 | 0 | 0 | 0 | 0 | 0 | 0 | - | Inactive
| 1 | 4 | 11.5.1.3.5 | Cable Cleat for Single Core Cable, 6.6kV - 1C-300㎟ (Cable O.D 40.5mm x 3) - 6.6kV | - | BULK MATERIAL | 72 | 0 | 0 | 0 | 0 | 0 | 0 | 0 | 0 | 0 | 0 | MP12 | 3 | 0.010364 | 1 | 0.031092 | 2.2386 | 0.74621 | 72 | O.02.01 | Active
| 1 | 4 | 11.5.1.3.6 | Cable Cleat for Single Core Cable, 6.6kV - 1C-400㎟ (Cable O.D 44mm x 3) - 6.6kV | - | BULK MATERIAL | 0 | 0 | 0 | 0 | 0 | 0 | 0 | 0 | 0 | 0 | 0 | - | 0 | 0 | 0 | 0 | 0 | 0 | 0 | - | Inactive
| 1 | 4 | 11.5.1.3.7 | Cable Cleat for Single Core Cable, 6.6kV - 1C-500㎟ (Cable O.D 49.5mm x 3) - 6.6kV | - | BULK MATERIAL | 0 | 0 | 0 | 0 | 0 | 0 | 0 | 0 | 0 | 0 | 0 | - | 0 | 0 | 0 | 0 | 0 | 0 | 0 | - | Inactive
| 1 | 4 | 11.5.1.3.8 | Cable Cleat for Single Core Cable, 6.6kV - 1C-630㎟ (Cable O.D 53.5mm x 3) - 6.6kV | - | BULK MATERIAL | 0 | 0 | 0 | 0 | 0 | 0 | 0 | 0 | 0 | 0 | 0 | - | 0 | 0 | 0 | 0 | 0 | 0 | 0 | - | Inactive
| 1 | 4 | 11.5.1.3.9 | Cable Cleat for Single Core Cable, 6.6kV - 1C-800㎟ (Cable O.D 60.5mm x 3) - 6.6kV | - | BULK MATERIAL | 0 | 0 | 0 | 0 | 0 | 0 | 0 | 0 | 0 | 0 | 0 | - | 0 | 0 | 0 | 0 | 0 | 0 | 0 | - | Inactive
| 0 | 3 | 11.5.1.4 | 0.6/1kV | - | BULK MATERIAL | 0 | 0 | 0 | 0 | 0 | 0 | 0 | 0 | 0 | 0 | 0 | - | 0 | 0 | 0 | 0 | 0 | 0 | 0 | - | Inactive
| 1 | 4 | 11.5.1.4.1 | Cable Cleat for Single Core Cable, 0.6/1kV - 1C-95㎟ (Cable O.D 23mm x 3) - 0.6/1kV | - | BULK MATERIAL | 0 | 0 | 0 | 0 | 0 | 0 | 0 | 0 | 0 | 0 | 0 | - | 0 | 0 | 0 | 0 | 0 | 0 | 0 | - | Inactive
| 1 | 4 | 11.5.1.4.2 | Cable Cleat for Single Core Cable, 0.6/1kV - 1C-120㎟ (Cable O.D 25mm x 3) - 0.6/1kV | - | BULK MATERIAL | 0 | 0 | 0 | 0 | 0 | 0 | 0 | 0 | 0 | 0 | 0 | - | 0 | 0 | 0 | 0 | 0 | 0 | 0 | - | Inactive
| 1 | 4 | 11.5.1.4.3 | Cable Cleat for Single Core Cable, 0.6/1kV - 1C-150㎟ (Cable O.D 27mm x 3) - 0.6/1kV | - | BULK MATERIAL | 0 | 0 | 0 | 0 | 0 | 0 | 0 | 0 | 0 | 0 | 0 | - | 0 | 0 | 0 | 0 | 0 | 0 | 0 | - | Inactive
| 1 | 4 | 11.5.1.4.4 | Cable Cleat for Single Core Cable, 0.6/1kV - 1C-185㎟ (Cable O.D 29mm x 3) - 0.6/1kV | - | BULK MATERIAL | 0 | 0 | 0 | 0 | 0 | 0 | 0 | 0 | 0 | 0 | 0 | - | 0 | 0 | 0 | 0 | 0 | 0 | 0 | - | Inactive
| 1 | 4 | 11.5.1.4.5 | Cable Cleat for Single Core Cable, 0.6/1kV - 1C-240㎟ (Cable O.D 31.5mm x 3) - 0.6/1kV | - | BULK MATERIAL | 0 | 0 | 0 | 0 | 0 | 0 | 0 | 0 | 0 | 0 | 0 | - | 0 | 0 | 0 | 0 | 0 | 0 | 0 | - | Inactive
| 1 | 4 | 11.5.1.4.6 | Cable Cleat for Single Core Cable, 0.6/1kV - 1C-300㎟ (Cable O.D 34mm x 3) - 0.6/1kV | - | BULK MATERIAL | 0 | 0 | 0 | 0 | 0 | 0 | 0 | 0 | 0 | 0 | 0 | - | 0 | 0 | 0 | 0 | 0 | 0 | 0 | - | Inactive
| 1 | 4 | 11.5.1.4.7 | Cable Cleat for Single Core Cable, 0.6/1kV - 1C-400㎟ (Cable O.D 39mm x 3) - 0.6/1kV | - | BULK MATERIAL | 0 | 0 | 0 | 0 | 0 | 0 | 0 | 0 | 0 | 0 | 0 | - | 0 | 0 | 0 | 0 | 0 | 0 | 0 | - | Inactive
| 1 | 4 | 11.5.1.4.8 | Cable Cleat for Single Core Cable, 0.6/1kV - 1C-500㎟ (Cable O.D 42.5mm x 3) - 0.6/1kV | - | BULK MATERIAL | 0 | 0 | 0 | 0 | 0 | 0 | 0 | 0 | 0 | 0 | 0 | - | 0 | 0 | 0 | 0 | 0 | 0 | 0 | - | Inactive
| 1 | 4 | 11.5.1.4.9 | Cable Cleat for Single Core Cable, 0.6/1kV - 1C-630㎟ (Cable O.D 46mm x 3) - 0.6/1kV | - | BULK MATERIAL | 0 | 0 | 0 | 0 | 0 | 0 | 0 | 0 | 0 | 0 | 0 | - | 0 | 0 | 0 | 0 | 0 | 0 | 0 | - | Inactive
| 1 | 4 | 11.5.1.4.10 | Cable Cleat for Single Core Cable, 0.6/1kV - 1C-800㎟ (Cable O.D 54mm x 3) - 0.6/1kV | - | BULK MATERIAL | 0 | 0 | 0 | 0 | 0 | 0 | 0 | 0 | 0 | 0 | 0 | - | 0 | 0 | 0 | 0 | 0 | 0 | 0 | - | Inactive
| 0 | 2 | 11.5.2 | Cable Cleat for Multi Core Cable | - | BULK MATERIAL | 0 | 0 | 0 | 0 | 0 | 0 | 0 | 0 | 0 | 0 | 0 | - | 0 | 0 | 0 | 0 | 0 | 0 | 878 | - | Active
| 0 | 3 | 11.5.2.1 | 33kV | - | BULK MATERIAL | 0 | 0 | 0 | 0 | 0 | 0 | 0 | 0 | 0 | 0 | 0 | - | 0 | 0 | 0 | 0 | 0 | 0 | 0 | - | Inactive
| 1 | 4 | 11.5.2.1.1 | Cable Cleat for Multi Core Cable, 33kV - 3C-50㎟ (Cable O.D 89mm) - 33kV | - | BULK MATERIAL | 0 | 0 | 0 | 0 | 0 | 0 | 0 | 0 | 0 | 0 | 0 | - | 0 | 0 | 0 | 0 | 0 | 0 | 0 | - | Inactive
| 1 | 4 | 11.5.2.1.2 | Cable Cleat for Multi Core Cable, 33kV - 3C-70㎟ (Cable O.D 89mm) - 33kV | - | BULK MATERIAL | 0 | 0 | 0 | 0 | 0 | 0 | 0 | 0 | 0 | 0 | 0 | - | 0 | 0 | 0 | 0 | 0 | 0 | 0 | - | Inactive
| 1 | 4 | 11.5.2.1.3 | Cable Cleat for Multi Core Cable, 33kV - 3C-95㎟ (Cable O.D 89mm) - 33kV | - | BULK MATERIAL | 0 | 0 | 0 | 0 | 0 | 0 | 0 | 0 | 0 | 0 | 0 | - | 0 | 0 | 0 | 0 | 0 | 0 | 0 | - | Inactive
| 1 | 4 | 11.5.2.1.4 | Cable Cleat for Multi Core Cable, 33kV - 3C-120㎟ (Cable O.D 89mm) - 33kV | - | BULK MATERIAL | 0 | 0 | 0 | 0 | 0 | 0 | 0 | 0 | 0 | 0 | 0 | - | 0 | 0 | 0 | 0 | 0 | 0 | 0 | - | Inactive
| 1 | 4 | 11.5.2.1.5 | Cable Cleat for Multi Core Cable, 33kV - 3C-150㎟ (Cable O.D 93mm) - 33kV | - | BULK MATERIAL | 0 | 0 | 0 | 0 | 0 | 0 | 0 | 0 | 0 | 0 | 0 | - | 0 | 0 | 0 | 0 | 0 | 0 | 0 | - | Inactive
| 1 | 4 | 11.5.2.1.6 | Cable Cleat for Multi Core Cable, 33kV - 3C-185㎟ (Cable O.D 97mm) - 33kV | - | BULK MATERIAL | 0 | 0 | 0 | 0 | 0 | 0 | 0 | 0 | 0 | 0 | 0 | - | 0 | 0 | 0 | 0 | 0 | 0 | 0 | - | Inactive
| 1 | 4 | 11.5.2.1.7 | Cable Cleat for Multi Core Cable, 33kV - 3C-240㎟ (Cable O.D 103mm) - 33kV | - | BULK MATERIAL | 0 | 0 | 0 | 0 | 0 | 0 | 0 | 0 | 0 | 0 | 0 | - | 0 | 0 | 0 | 0 | 0 | 0 | 0 | - | Inactive
| 1 | 4 | 11.5.2.1.8 | Cable Cleat for Multi Core Cable, 33kV - 3C-300㎟ (Cable O.D 108mm) - 33kV | - | BULK MATERIAL | 0 | 0 | 0 | 0 | 0 | 0 | 0 | 0 | 0 | 0 | 0 | - | 0 | 0 | 0 | 0 | 0 | 0 | 0 | - | Inactive
| 0 | 3 | 11.5.2.2 | 11kV | - | BULK MATERIAL | 0 | 0 | 0 | 0 | 0 | 0 | 0 | 0 | 0 | 0 | 0 | - | 0 | 0 | 0 | 0 | 0 | 0 | 0 | - | Inactive
| 1 | 4 | 11.5.2.2.1 | Cable Cleat for Multi Core Cable, 11kV - 3C-185㎟ (Cable O.D 71mm) - 11kV | - | BULK MATERIAL | 0 | 0 | 0 | 0 | 0 | 0 | 0 | 0 | 0 | 0 | 0 | - | 0 | 0 | 0 | 0 | 0 | 0 | 0 | - | Inactive
| 0 | 3 | 11.5.2.3 | 6.6kV | - | BULK MATERIAL | 0 | 0 | 0 | 0 | 0 | 0 | 0 | 0 | 0 | 0 | 0 | - | 0 | 0 | 0 | 0 | 0 | 0 | 878 | - | Active
| 1 | 4 | 11.5.2.3.1 | Cable Cleat for Multi Core Cable, 6.6kV - 3C-35㎟ (Cable O.D 43.5mm) - 6.6kV | - | BULK MATERIAL | 0 | 0 | 0 | 0 | 0 | 0 | 0 | 0 | 0 | 0 | 0 | - | 0 | 0 | 0 | 0 | 0 | 0 | 0 | - | Inactive
| 1 | 4 | 11.5.2.3.2 | Cable Cleat for Multi Core Cable, 6.6kV - 3C-50㎟ (Cable O.D 47.5mm) - 6.6kV | - | BULK MATERIAL | 0 | 0 | 0 | 0 | 0 | 0 | 0 | 0 | 0 | 0 | 0 | - | 0 | 0 | 0 | 0 | 0 | 0 | 0 | - | Inactive
| 1 | 4 | 11.5.2.3.3 | Cable Cleat for Multi Core Cable, 6.6kV - 3C-70㎟ (Cable O.D 51.5mm) - 6.6kV | - | BULK MATERIAL | 0 | 0 | 0 | 0 | 0 | 0 | 0 | 0 | 0 | 0 | 0 | - | 0 | 0 | 0 | 0 | 0 | 0 | 0 | - | Inactive
| 1 | 4 | 11.5.2.3.4 | Cable Cleat for Multi Core Cable, 6.6kV - 3C-95㎟ (Cable O.D 55.5mm) - 6.6kV | - | BULK MATERIAL | 0 | 0 | 0 | 0 | 0 | 0 | 0 | 0 | 0 | 0 | 0 | - | 0 | 0 | 0 | 0 | 0 | 0 | 0 | - | Inactive
| 1 | 4 | 11.5.2.3.5 | Cable Cleat for Multi Core Cable, 6.6kV - 3C-120㎟ (Cable O.D 59mm) - 6.6kV | - | BULK MATERIAL | 692 | 0 | 0 | 0 | 0 | 0 | 0 | 0 | 0 | 0 | 0 | MP12 | 3 | 0.010364 | 1 | 0.031092 | 21.5157 | 7.1719 | 692 | O.02.02 | Active
| 1 | 4 | 11.5.2.3.6 | Cable Cleat for Multi Core Cable, 6.6kV - 3C-150㎟ (Cable O.D 62.5mm) - 6.6kV | - | BULK MATERIAL | 186 | 0 | 0 | 0 | 0 | 0 | 0 | 0 | 0 | 0 | 0 | MP12 | 3 | 0.010364 | 1 | 0.031092 | 5.7831 | 1.9277 | 186 | O.02.02 | Active
| 1 | 4 | 11.5.2.3.7 | Cable Cleat for Multi Core Cable, 6.6kV - 3C-185㎟ (Cable O.D 66.5mm) - 6.6kV | - | BULK MATERIAL | 0 | 0 | 0 | 0 | 0 | 0 | 0 | 0 | 0 | 0 | 0 | - | 0 | 0 | 0 | 0 | 0 | 0 | 0 | - | Inactive
| 1 | 4 | 11.5.2.3.8 | Cable Cleat for Multi Core Cable, 6.6kV - 3C-240㎟ (Cable O.D 72.5mm) - 6.6kV | - | BULK MATERIAL | 0 | 0 | 0 | 0 | 0 | 0 | 0 | 0 | 0 | 0 | 0 | - | 0 | 0 | 0 | 0 | 0 | 0 | 0 | - | Inactive
| 1 | 4 | 11.5.2.3.9 | Cable Cleat for Multi Core Cable, 6.6kV - 3C-300㎟ (Cable O.D 80mm) - 6.6kV | - | BULK MATERIAL | 0 | 0 | 0 | 0 | 0 | 0 | 0 | 0 | 0 | 0 | 0 | - | 0 | 0 | 0 | 0 | 0 | 0 | 0 | - | Inactive
| 0 | 3 | 11.5.2.4 | 0.6/1kV | - | BULK MATERIAL | 0 | 0 | 0 | 0 | 0 | 0 | 0 | 0 | 0 | 0 | 0 | - | 0 | 0 | 0 | 0 | 0 | 0 | 0 | - | Inactive
| 1 | 4 | 11.5.2.4.1 | Cable Cleat for Multi Core Cable, 0.6/1kV - 3C-50㎟ (Cable O.D 32mm) - 0.6/1kV | - | BULK MATERIAL | 0 | 0 | 0 | 0 | 0 | 0 | 0 | 0 | 0 | 0 | 0 | - | 0 | 0 | 0 | 0 | 0 | 0 | 0 | - | Inactive
| 1 | 4 | 11.5.2.4.2 | Cable Cleat for Multi Core Cable, 0.6/1kV - 3C-70㎟ (Cable O.D 37.5mm) - 0.6/1kV | - | BULK MATERIAL | 0 | 0 | 0 | 0 | 0 | 0 | 0 | 0 | 0 | 0 | 0 | - | 0 | 0 | 0 | 0 | 0 | 0 | 0 | - | Inactive
| 1 | 4 | 11.5.2.4.3 | Cable Cleat for Multi Core Cable, 0.6/1kV - 3C-95㎟ (Cable O.D 42mm) - 0.6/1kV | - | BULK MATERIAL | 0 | 0 | 0 | 0 | 0 | 0 | 0 | 0 | 0 | 0 | 0 | - | 0 | 0 | 0 | 0 | 0 | 0 | 0 | - | Inactive
| 1 | 4 | 11.5.2.4.4 | Cable Cleat for Multi Core Cable, 0.6/1kV - 3C-120㎟ (Cable O.D 45mm) - 0.6/1kV | - | BULK MATERIAL | 0 | 0 | 0 | 0 | 0 | 0 | 0 | 0 | 0 | 0 | 0 | - | 0 | 0 | 0 | 0 | 0 | 0 | 0 | - | Inactive
| 1 | 4 | 11.5.2.4.5 | Cable Cleat for Multi Core Cable, 0.6/1kV - 3C-150㎟ (Cable O.D 51.5mm) - 0.6/1kV | - | BULK MATERIAL | 0 | 0 | 0 | 0 | 0 | 0 | 0 | 0 | 0 | 0 | 0 | - | 0 | 0 | 0 | 0 | 0 | 0 | 0 | - | Inactive
| 1 | 4 | 11.5.2.4.6 | Cable Cleat for Multi Core Cable, 0.6/1kV - 3C-185㎟ (Cable O.D 55.5mm) - 0.6/1kV | - | BULK MATERIAL | 0 | 0 | 0 | 0 | 0 | 0 | 0 | 0 | 0 | 0 | 0 | - | 0 | 0 | 0 | 0 | 0 | 0 | 0 | - | Inactive
| 1 | 4 | 11.5.2.4.7 | Cable Cleat for Multi Core Cable, 0.6/1kV - 3C-240㎟ (Cable O.D 62mm) - 0.6/1kV | - | BULK MATERIAL | 0 | 0 | 0 | 0 | 0 | 0 | 0 | 0 | 0 | 0 | 0 | - | 0 | 0 | 0 | 0 | 0 | 0 | 0 | - | Inactive
| 1 | 4 | 11.5.2.4.8 | Cable Cleat for Multi Core Cable, 0.6/1kV - 3C+E-50+25㎟ (Cable O.D 32mm) - 0.6/1kV | - | BULK MATERIAL | 0 | 0 | 0 | 0 | 0 | 0 | 0 | 0 | 0 | 0 | 0 | - | 0 | 0 | 0 | 0 | 0 | 0 | 0 | - | Inactive
| 1 | 4 | 11.5.2.4.9 | Cable Cleat for Multi Core Cable, 0.6/1kV - 3C+E-70+35㎟ (Cable O.D 37.5mm) - 0.6/1kV | - | BULK MATERIAL | 0 | 0 | 0 | 0 | 0 | 0 | 0 | 0 | 0 | 0 | 0 | - | 0 | 0 | 0 | 0 | 0 | 0 | 0 | - | Inactive
| 1 | 4 | 11.5.2.4.10 | Cable Cleat for Multi Core Cable, 0.6/1kV - 3C+E-95+50㎟ (Cable O.D 42mm) - 0.6/1kV | - | BULK MATERIAL | 0 | 0 | 0 | 0 | 0 | 0 | 0 | 0 | 0 | 0 | 0 | - | 0 | 0 | 0 | 0 | 0 | 0 | 0 | - | Inactive
| 1 | 4 | 11.5.2.4.11 | Cable Cleat for Multi Core Cable, 0.6/1kV - 3C+E-120+70㎟ (Cable O.D 45mm) - 0.6/1kV | - | BULK MATERIAL | 0 | 0 | 0 | 0 | 0 | 0 | 0 | 0 | 0 | 0 | 0 | - | 0 | 0 | 0 | 0 | 0 | 0 | 0 | - | Inactive
| 1 | 4 | 11.5.2.4.12 | Cable Cleat for Multi Core Cable, 0.6/1kV - 3C+E-150+95㎟ (Cable O.D 51.5mm) - 0.6/1kV | - | BULK MATERIAL | 0 | 0 | 0 | 0 | 0 | 0 | 0 | 0 | 0 | 0 | 0 | - | 0 | 0 | 0 | 0 | 0 | 0 | 0 | - | Inactive
| 1 | 4 | 11.5.2.4.13 | Cable Cleat for Multi Core Cable, 0.6/1kV - 3C+E-185+95㎟ (Cable O.D 55.5mm) - 0.6/1kV | - | BULK MATERIAL | 0 | 0 | 0 | 0 | 0 | 0 | 0 | 0 | 0 | 0 | 0 | - | 0 | 0 | 0 | 0 | 0 | 0 | 0 | - | Inactive
| 1 | 4 | 11.5.2.4.14 | Cable Cleat for Multi Core Cable, 0.6/1kV - 3C+E-240+120㎟ (Cable O.D 62mm) - 0.6/1kV | - | BULK MATERIAL | 0 | 0 | 0 | 0 | 0 | 0 | 0 | 0 | 0 | 0 | 0 | - | 0 | 0 | 0 | 0 | 0 | 0 | 0 | - | Inactive
| 1 | 4 | 11.5.2.4.15 | Cable Cleat for Multi Core Cable, 0.6/1kV - 4C+E-50㎟ (Cable O.D 36.5mm) - 0.6/1kV | - | BULK MATERIAL | 0 | 0 | 0 | 0 | 0 | 0 | 0 | 0 | 0 | 0 | 0 | - | 0 | 0 | 0 | 0 | 0 | 0 | 0 | - | Inactive
| 1 | 4 | 11.5.2.4.16 | Cable Cleat for Multi Core Cable, 0.6/1kV - 4C+E-70㎟ (Cable O.D 41mm) - 0.6/1kV | - | BULK MATERIAL | 0 | 0 | 0 | 0 | 0 | 0 | 0 | 0 | 0 | 0 | 0 | - | 0 | 0 | 0 | 0 | 0 | 0 | 0 | - | Inactive
| 1 | 4 | 11.5.2.4.17 | Cable Cleat for Multi Core Cable, 0.6/1kV - 4C+E-95㎟ (Cable O.D 45.5mm) - 0.6/1kV | - | BULK MATERIAL | 0 | 0 | 0 | 0 | 0 | 0 | 0 | 0 | 0 | 0 | 0 | - | 0 | 0 | 0 | 0 | 0 | 0 | 0 | - | Inactive
| 1 | 4 | 11.5.2.4.18 | Cable Cleat for Multi Core Cable, 0.6/1kV - 4C+E-120㎟ (Cable O.D 51mm) - 0.6/1kV | - | BULK MATERIAL | 0 | 0 | 0 | 0 | 0 | 0 | 0 | 0 | 0 | 0 | 0 | - | 0 | 0 | 0 | 0 | 0 | 0 | 0 | - | Inactive
| 1 | 4 | 11.5.2.4.19 | Cable Cleat for Multi Core Cable, 0.6/1kV - 4C+E-150㎟ (Cable O.D 56.5mm) - 0.6/1kV | - | BULK MATERIAL | 0 | 0 | 0 | 0 | 0 | 0 | 0 | 0 | 0 | 0 | 0 | - | 0 | 0 | 0 | 0 | 0 | 0 | 0 | - | Inactive
| 1 | 4 | 11.5.2.4.20 | Cable Cleat for Multi Core Cable, 0.6/1kV - 4C+E-185㎟ (Cable O.D 61.5mm) - 0.6/1kV | - | BULK MATERIAL | 0 | 0 | 0 | 0 | 0 | 0 | 0 | 0 | 0 | 0 | 0 | - | 0 | 0 | 0 | 0 | 0 | 0 | 0 | - | Inactive
| 1 | 4 | 11.5.2.4.21 | Cable Cleat for Multi Core Cable, 0.6/1kV - 4C+E-240㎟ (Cable O.D 68mm) - 0.6/1kV | - | BULK MATERIAL | 0 | 0 | 0 | 0 | 0 | 0 | 0 | 0 | 0 | 0 | 0 | - | 0 | 0 | 0 | 0 | 0 | 0 | 0 | - | Inactive
| 1 | 2 | 11.5.3 | Adapter for Cable Cleat | - | BULK MATERIAL | 0 | 0 | 0 | 0 | 0 | 0 | 0 | 0 | 0 | 0 | 0 | - | 0 | 0 | 0 | 0 | 0 | 0 | 0 | - | Inactive
| 0 | 1 | 11.6 | Cable Gland Box | - | BULK MATERIAL | 0 | 0 | 0 | 0 | 0 | 0 | 0 | 0 | 0 | 0 | 0 | - | 0 | 0 | 0 | 0 | 0 | 0 | 120 | - | Active
| 0 | 2 | 11.6.1 | Gland Box for Single core cable | - | BULK MATERIAL | 0 | 0 | 0 | 0 | 0 | 0 | 0 | 0 | 0 | 0 | 0 | - | 0 | 0 | 0 | 0 | 0 | 0 | 42 | - | Active
| 1 | 3 | 11.6.1.1 | Gland Box for Single core cable - - 2725W x 650D x 300H Box | - | BULK MATERIAL | 26 | 0 | 3186957.8789 | 799260.8864 | 390983.0514 | 0 | 82860904.8524 | 20780783.0464 | 10165559.3365 | 113807247.2353 | 1560.2459 | MP12 | 3 | 1.0003 | 1 | 3.001 | 78.0265 | 26.0088 | 26 | O.03.01 | Active
| 1 | 3 | 11.6.1.2 | Gland Box for Single core cable - - 4500W x 650D x 400H Box | - | BULK MATERIAL | 16 | 0 | 0 | 0 | 0 | 0 | 182461058.619 | 45759625.7001 | 22384728.6808 | 250605412.9998 | 3435.6871 | MP12 | 3 | 1.0003 | 1 | 3.001 | 48.0163 | 16.0054 | 16 | O.03.01 | Active
| 0 | 2 | 11.6.2 | Gland Box for Multi core cable | - | BULK MATERIAL | 0 | 0 | 0 | 0 | 0 | 0 | 0 | 0 | 0 | 0 | 0 | - | 0 | 0 | 0 | 0 | 0 | 0 | 78 | - | Active
| 1 | 3 | 11.6.2.1 | Gland Box for Multi core cable - - 400W x 400D x 400H Box | - | BULK MATERIAL | 0 | 0 | 0 | 0 | 0 | 0 | 0 | 0 | 0 | 0 | 0 | - | 0 | 0 | 0 | 0 | 0 | 0 | 0 | - | Inactive
| 1 | 3 | 11.6.2.2 | Gland Box for Multi core cable - - 2500W x 450D x 300H Box | - | BULK MATERIAL | 78 | 0 | 2923956.6931 | 733302.4637 | 358717.4598 | 0 | 228068622.0606 | 57197592.1715 | 27979961.863 | 313246176.0951 | 4294.4632 | MP12 | 3 | 1.0003 | 1 | 3.001 | 234.0795 | 78.0265 | 78 | O.03.02 | Active
| 1 | 3 | 11.6.2.3 | Gland Box for Multi core cable - - 1000W x 1000D x 400H Box | - | BULK MATERIAL | 0 | 0 | 0 | 0 | 0 | 0 | 0 | 0 | 0 | 0 | 0 | - | 0 | 0 | 0 | 0 | 0 | 0 | 0 | - | Inactive
| 1 | 3 | 11.6.2.4 | Gland Box for Multi core cable - - 1000W x 600D x 400H Box | - | BULK MATERIAL | 0 | 0 | 0 | 0 | 0 | 0 | 0 | 0 | 0 | 0 | 0 | - | 0 | 0 | 0 | 0 | 0 | 0 | 0 | - | Inactive
| 0 | 1 | 11.7 | Multiple Cable Transit (MCT) | - | BULK MATERIAL | 0 | 0 | 0 | 0 | 0 | 0 | 0 | 0 | 0 | 0 | 0 | - | 0 | 0 | 0 | 0 | 0 | 0 | 7 | - | Active
| 0 | 2 | 11.7.1 | Multiple Cable Transit (MCT) - 150W x 190H | - | BULK MATERIAL | 0 | 0 | 0 | 0 | 0 | 0 | 0 | 0 | 0 | 0 | 0 | - | 0 | 0 | 0 | 0 | 0 | 0 | 5 | - | Active
| 1 | 3 | 11.7.1.1 | - Module 40 Ex : 3 ea | - | BULK MATERIAL | 5 | 0 | 0 | 0 | 0 | 0 | 0 | 0 | 0 | 0 | 0 | MP12 | 3 | 1.0003 | 1 | 3.001 | 15.0051 | 5.0017 | 5 | O.03.03 | Active
| 1 | 3 | 11.7.1.2 | - Module 30 Ex : 8 ea | - | BULK MATERIAL | 0 | 0 | 0 | 0 | 0 | 0 | 0 | 0 | 0 | 0 | 0 | - | 0 | 0 | 0 | 0 | 0 | 0 | 0 | - | Inactive
| 1 | 3 | 11.7.1.3 | - Module 20W40 Ex : 3 ea | - | BULK MATERIAL | 0 | 0 | 0 | 0 | 0 | 0 | 0 | 0 | 0 | 0 | 0 | - | 0 | 0 | 0 | 0 | 0 | 0 | 0 | - | Inactive
| 0 | 2 | 11.7.2 | Multiple Cable Transit (MCT) - 690W x 250H | - | BULK MATERIAL | 0 | 0 | 0 | 0 | 0 | 0 | 0 | 0 | 0 | 0 | 0 | - | 0 | 0 | 0 | 0 | 0 | 0 | 2 | - | Active
| 1 | 3 | 11.7.2.1 | - Module 90 Ex : 1 ea | - | BULK MATERIAL | 0 | 0 | 0 | 0 | 0 | 0 | 0 | 0 | 0 | 0 | 0 | - | 0 | 0 | 0 | 0 | 0 | 0 | 0 | - | Inactive
| 1 | 3 | 11.7.2.2 | - Module 60 Ex : 20 ea | - | BULK MATERIAL | 0 | 0 | 0 | 0 | 0 | 0 | 0 | 0 | 0 | 0 | 0 | - | 0 | 0 | 0 | 0 | 0 | 0 | 0 | - | Inactive
| 1 | 3 | 11.7.2.3 | - Module 40 Ex : 6 ea | - | BULK MATERIAL | 0 | 0 | 0 | 0 | 0 | 0 | 0 | 0 | 0 | 0 | 0 | - | 0 | 0 | 0 | 0 | 0 | 0 | 0 | - | Inactive
| 1 | 3 | 11.7.2.4 | - Module 30 Ex : 15 ea | - | BULK MATERIAL | 2 | 0 | 0 | 0 | 0 | 0 | 0 | 0 | 0 | 0 | 0 | MP12 | 3 | 1.0003 | 1 | 3.001 | 6.002 | 2.0007 | 2 | O.03.03 | Active
| 1 | 3 | 11.7.2.5 | - Module 20 Ex : 12 ea | - | BULK MATERIAL | 0 | 0 | 0 | 0 | 0 | 0 | 0 | 0 | 0 | 0 | 0 | - | 0 | 0 | 0 | 0 | 0 | 0 | 0 | - | Inactive
| 1 | 3 | 11.7.2.6 | - Module 90 Ex : 1 ea | - | BULK MATERIAL | 0 | 0 | 0 | 0 | 0 | 0 | 0 | 0 | 0 | 0 | 0 | - | 0 | 0 | 0 | 0 | 0 | 0 | 0 | - | Inactive
| 0 | 2 | 11.7.3 | Multiple Cable Transit (MCT) - 950W x 250H | - | BULK MATERIAL | 0 | 0 | 0 | 0 | 0 | 0 | 0 | 0 | 0 | 0 | 0 | - | 0 | 0 | 0 | 0 | 0 | 0 | 0 | - | Inactive
| 1 | 3 | 11.7.3.1 | - Module 90 Ex : 1 ea | - | BULK MATERIAL | 0 | 0 | 0 | 0 | 0 | 0 | 0 | 0 | 0 | 0 | 0 | - | 0 | 0 | 0 | 0 | 0 | 0 | 0 | - | Inactive
| 1 | 3 | 11.7.3.2 | - Module 60 Ex : 20 ea | - | BULK MATERIAL | 0 | 0 | 0 | 0 | 0 | 0 | 0 | 0 | 0 | 0 | 0 | - | 0 | 0 | 0 | 0 | 0 | 0 | 0 | - | Inactive
| 1 | 3 | 11.7.3.3 | - Module 40 Ex : 30 ea | - | BULK MATERIAL | 0 | 0 | 0 | 0 | 0 | 0 | 0 | 0 | 0 | 0 | 0 | - | 0 | 0 | 0 | 0 | 0 | 0 | 0 | - | Inactive
| 1 | 3 | 11.7.3.4 | - Module 30 Ex : 23 ea | - | BULK MATERIAL | 0 | 0 | 0 | 0 | 0 | 0 | 0 | 0 | 0 | 0 | 0 | - | 0 | 0 | 0 | 0 | 0 | 0 | 0 | - | Inactive
| 1 | 3 | 11.7.3.5 | - Module 10 Ex : 2 ea | - | BULK MATERIAL | 0 | 0 | 0 | 0 | 0 | 0 | 0 | 0 | 0 | 0 | 0 | - | 0 | 0 | 0 | 0 | 0 | 0 | 0 | - | Inactive
| 1 | 3 | 11.7.3.6 | - Module 90 Ex : 1 ea | - | BULK MATERIAL | 0 | 0 | 0 | 0 | 0 | 0 | 0 | 0 | 0 | 0 | 0 | - | 0 | 0 | 0 | 0 | 0 | 0 | 0 | - | Inactive
| 0 | 2 | 11.7.4 | Multiple Cable Transit (MCT) - 370W x 279H | - | BULK MATERIAL | 0 | 0 | 0 | 0 | 0 | 0 | 0 | 0 | 0 | 0 | 0 | - | 0 | 0 | 0 | 0 | 0 | 0 | 0 | - | Inactive
| 1 | 3 | 11.7.4.1 | - Module 30 Ex : 5 ea | - | BULK MATERIAL | 0 | 0 | 0 | 0 | 0 | 0 | 0 | 0 | 0 | 0 | 0 | - | 0 | 0 | 0 | 0 | 0 | 0 | 0 | - | Inactive
| 1 | 3 | 11.7.4.2 | - Module 40 Ex : 5 ea | - | BULK MATERIAL | 0 | 0 | 0 | 0 | 0 | 0 | 0 | 0 | 0 | 0 | 0 | - | 0 | 0 | 0 | 0 | 0 | 0 | 0 | - | Inactive
| 1 | 3 | 11.7.4.3 | - Module 60 Ex : 5 ea | - | BULK MATERIAL | 0 | 0 | 0 | 0 | 0 | 0 | 0 | 0 | 0 | 0 | 0 | - | 0 | 0 | 0 | 0 | 0 | 0 | 0 | - | Inactive
| 0 | 2 | 11.7.5 | Multiple Cable Transit (MCT) - 338W x 630H | - | BULK MATERIAL | 0 | 0 | 0 | 0 | 0 | 0 | 0 | 0 | 0 | 0 | 0 | - | 0 | 0 | 0 | 0 | 0 | 0 | 0 | - | Inactive
| 1 | 3 | 11.7.5.1 | - Module 30 Ex : 5 ea | - | BULK MATERIAL | 0 | 0 | 0 | 0 | 0 | 0 | 0 | 0 | 0 | 0 | 0 | - | 0 | 0 | 0 | 0 | 0 | 0 | 0 | - | Inactive
| 1 | 3 | 11.7.5.2 | - Module 40 Ex : 5 ea | - | BULK MATERIAL | 0 | 0 | 0 | 0 | 0 | 0 | 0 | 0 | 0 | 0 | 0 | - | 0 | 0 | 0 | 0 | 0 | 0 | 0 | - | Inactive
| 1 | 3 | 11.7.5.3 | - Module 60 Ex : 5 ea | - | BULK MATERIAL | 0 | 0 | 0 | 0 | 0 | 0 | 0 | 0 | 0 | 0 | 0 | - | 0 | 0 | 0 | 0 | 0 | 0 | 0 | - | Inactive
| 0 | 2 | 11.7.6 | Blank Filler Block | - | BULK MATERIAL | 0 | 0 | 0 | 0 | 0 | 0 | 0 | 0 | 0 | 0 | 0 | - | 0 | 0 | 0 | 0 | 0 | 0 | 0 | - | Inactive
| 1 | 3 | 11.7.6.1 | Blank Filler Block | - | BULK MATERIAL | 0 | 0 | 0 | 0 | 0 | 0 | 0 | 0 | 0 | 0 | 0 | - | 0 | 0 | 0 | 0 | 0 | 0 | 0 | - | Inactive
| 1 | 3 | 11.7.6.2 | Blank Filler Block - Module 20 Ex | - | BULK MATERIAL | 0 | 0 | 0 | 0 | 0 | 0 | 0 | 0 | 0 | 0 | 0 | - | 0 | 0 | 0 | 0 | 0 | 0 | 0 | - | Inactive
| 1 | 3 | 11.7.6.3 | Blank Filler Block - Module 30 Ex | - | BULK MATERIAL | 0 | 0 | 0 | 0 | 0 | 0 | 0 | 0 | 0 | 0 | 0 | - | 0 | 0 | 0 | 0 | 0 | 0 | 0 | - | Inactive
| 1 | 3 | 11.7.6.4 | Blank Filler Block - Module 40 Ex | - | BULK MATERIAL | 0 | 0 | 0 | 0 | 0 | 0 | 0 | 0 | 0 | 0 | 0 | - | 0 | 0 | 0 | 0 | 0 | 0 | 0 | - | Inactive
| 1 | 3 | 11.7.6.5 | Blank Filler Block - Module 60 Ex | - | BULK MATERIAL | 0 | 0 | 0 | 0 | 0 | 0 | 0 | 0 | 0 | 0 | 0 | - | 0 | 0 | 0 | 0 | 0 | 0 | 0 | - | Inactive
| 0 | 2 | 11.7.7 | Accessories for MCT | - | BULK MATERIAL | 0 | 0 | 0 | 0 | 0 | 0 | 0 | 0 | 0 | 0 | 0 | - | 0 | 0 | 0 | 0 | 0 | 0 | 0 | - | Inactive
| 1 | 3 | 11.7.7.1 | - Compression Plate c/w End Packing, and Compression Tools | - | BULK MATERIAL | 0 | 0 | 0 | 0 | 0 | 0 | 0 | 0 | 0 | 0 | 0 | - | 0 | 0 | 0 | 0 | 0 | 0 | 0 | - | Inactive
| 1 | 3 | 11.7.7.2 | - Stay Plate | - | BULK MATERIAL | 0 | 0 | 0 | 0 | 0 | 0 | 0 | 0 | 0 | 0 | 0 | - | 0 | 0 | 0 | 0 | 0 | 0 | 0 | - | Inactive
| 1 | 3 | 11.7.7.3 | - Lubricant | - | BULK MATERIAL | 0 | 0 | 0 | 0 | 0 | 0 | 0 | 0 | 0 | 0 | 0 | - | 0 | 0 | 0 | 0 | 0 | 0 | 0 | - | Inactive
| 1 | 3 | 11.7.7.4 | - Intumescent Mastic | - | BULK MATERIAL | 0 | 0 | 0 | 0 | 0 | 0 | 0 | 0 | 0 | 0 | 0 | - | 0 | 0 | 0 | 0 | 0 | 0 | 0 | - | Inactive
| 1 | 3 | 11.7.7.5 | - Compression tools | - | BULK MATERIAL | 0 | 0 | 0 | 0 | 0 | 0 | 0 | 0 | 0 | 0 | 0 | - | 0 | 0 | 0 | 0 | 0 | 0 | 0 | - | Inactive
| 1 | 3 | 11.7.7.6 | - Pulling Device | - | BULK MATERIAL | 0 | 0 | 0 | 0 | 0 | 0 | 0 | 0 | 0 | 0 | 0 | - | 0 | 0 | 0 | 0 | 0 | 0 | 0 | - | Inactive
| 0 | 1 | 11.8 | Set Anchor | - | BULK MATERIAL | 0 | 0 | 0 | 0 | 0 | 0 | 0 | 0 | 0 | 0 | 0 | - | 0 | 0 | 0 | 0 | 0 | 0 | 7467 | - | Active
| 1 | 2 | 11.8.1 | Set Anchor (316SS) - M4x20mmL | - | BULK MATERIAL | 8 | 0 | 0 | 0 | 0 | 0 | 0 | 0 | 0 | 0 | 0 | MP31 | 6.5 | 0.010404 | 1 | 0.067629 | 0.54103 | 0.083235 | 8 | O.04 | Active
| 1 | 2 | 11.8.2 | Set Anchor (316SS) - M6x25mmL | - | BULK MATERIAL | 30 | 0 | 0 | 0 | 0 | 0 | 0 | 0 | 0 | 0 | 0 | MP31 | 6.5 | 0.010404 | 1 | 0.067629 | 2.0289 | 0.31213 | 30 | O.04 | Active
| 1 | 2 | 11.8.3 | Set Anchor (316SS) - M6x30mmL | - | BULK MATERIAL | 0 | 0 | 0 | 0 | 0 | 0 | 0 | 0 | 0 | 0 | 0 | - | 0 | 0 | 0 | 0 | 0 | 0 | 0 | - | Inactive
| 1 | 2 | 11.8.4 | Set Anchor (316SS) - M6x45mmL | - | BULK MATERIAL | 117 | 0 | 0 | 0 | 0 | 0 | 0 | 0 | 0 | 0 | 0 | MP31 | 6.5 | 0.010404 | 1 | 0.067629 | 7.9125 | 1.2173 | 117 | O.04 | Active
| 1 | 2 | 11.8.5 | Set Anchor (316SS) - M6x50mmL | - | BULK MATERIAL | 0 | 0 | 0 | 0 | 0 | 0 | 0 | 0 | 0 | 0 | 0 | - | 0 | 0 | 0 | 0 | 0 | 0 | 0 | - | Inactive
| 1 | 2 | 11.8.6 | Set Anchor (316SS) - M6x65mmL | - | BULK MATERIAL | 3206 | 0 | 0 | 0 | 0 | 0 | 0 | 0 | 0 | 0 | 0 | MP31 | 6.5 | 0.010404 | 1 | 0.067629 | 216.8173 | 33.3565 | 3206 | O.04 | Active
| 1 | 2 | 11.8.7 | Set Anchor (316SS) - M8x45mmL | - | BULK MATERIAL | 0 | 0 | 0 | 0 | 0 | 0 | 0 | 0 | 0 | 0 | 0 | - | 0 | 0 | 0 | 0 | 0 | 0 | 0 | - | Inactive
| 1 | 2 | 11.8.8 | Set Anchor (316SS) - M8x60mmL | - | BULK MATERIAL | 0 | 0 | 0 | 0 | 0 | 0 | 0 | 0 | 0 | 0 | 0 | - | 0 | 0 | 0 | 0 | 0 | 0 | 0 | - | Inactive
| 1 | 2 | 11.8.9 | Set Anchor (316SS) - M10x45mmL | - | BULK MATERIAL | 160 | 0 | 0 | 0 | 0 | 0 | 0 | 0 | 0 | 0 | 0 | MP31 | 6.5 | 0.010404 | 1 | 0.067629 | 10.8206 | 1.6647 | 160 | O.04 | Active
| 1 | 2 | 11.8.10 | Set Anchor (316SS) - M10x75mmL | - | BULK MATERIAL | 144 | 0 | 0 | 0 | 0 | 0 | 0 | 0 | 0 | 0 | 0 | MP31 | 6.5 | 0.010404 | 1 | 0.067629 | 9.7385 | 1.4982 | 144 | O.04 | Active
| 1 | 2 | 11.8.11 | Set Anchor (316SS) - M10x100mmL | - | BULK MATERIAL | 0 | 0 | 0 | 0 | 0 | 0 | 0 | 0 | 0 | 0 | 0 | - | 0 | 0 | 0 | 0 | 0 | 0 | 0 | - | Inactive
| 1 | 2 | 11.8.12 | Set Anchor (316SS) - M10x125mmL | - | BULK MATERIAL | 1792 | 0 | 0 | 0 | 0 | 0 | 0 | 0 | 0 | 0 | 0 | MP31 | 6.5 | 0.010404 | 1 | 0.067629 | 121.1905 | 18.6447 | 1792 | O.04 | Active
| 1 | 2 | 11.8.13 | Set Anchor (316SS) - M12x65mmL | - | BULK MATERIAL | 0 | 0 | 0 | 0 | 0 | 0 | 0 | 0 | 0 | 0 | 0 | - | 0 | 0 | 0 | 0 | 0 | 0 | 0 | - | Inactive
| 1 | 2 | 11.8.14 | Set Anchor (316SS) - M12x100mmL | - | BULK MATERIAL | 1690 | 0 | 0 | 0 | 0 | 0 | 0 | 0 | 0 | 0 | 0 | MP31 | 6.5 | 0.010404 | 1 | 0.067629 | 114.2923 | 17.5834 | 1690 | O.04 | Active
| 1 | 2 | 11.8.15 | Set Anchor (316SS) - M12x110mmL | - | BULK MATERIAL | 320 | 0 | 0 | 0 | 0 | 0 | 0 | 0 | 0 | 0 | 0 | MP31 | 6.5 | 0.010404 | 1 | 0.067629 | 21.6412 | 3.3294 | 320 | O.04 | Active
| 1 | 2 | 11.8.16 | Set Anchor (316SS) - M12x125mmL | - | BULK MATERIAL | 0 | 0 | 0 | 0 | 0 | 0 | 0 | 0 | 0 | 0 | 0 | - | 0 | 0 | 0 | 0 | 0 | 0 | 0 | - | Inactive
| 1 | 2 | 11.8.17 | Set Anchor (316SS) - M12x150mmL | - | BULK MATERIAL | 0 | 0 | 0 | 0 | 0 | 0 | 0 | 0 | 0 | 0 | 0 | - | 0 | 0 | 0 | 0 | 0 | 0 | 0 | - | Inactive
| 1 | 2 | 11.8.18 | Set Anchor (316SS) - Hilti HY70 Hollow Block Anchor bolt w/nut & flast washer | - | BULK MATERIAL | 0 | 0 | 0 | 0 | 0 | 0 | 0 | 0 | 0 | 0 | 0 | - | 0 | 0 | 0 | 0 | 0 | 0 | 0 | - | Inactive
| 0 | 1 | 11.9 | Masonry Anchor | - | BULK MATERIAL | 0 | 0 | 0 | 0 | 0 | 0 | 0 | 0 | 0 | 0 | 0 | - | 0 | 0 | 0 | 0 | 0 | 0 | 334 | - | Active
| 1 | 2 | 11.9.1 | Masonry Anchor - M6x30mmL | - | BULK MATERIAL | 334 | 0 | 0 | 0 | 0 | 0 | 0 | 0 | 0 | 0 | 0 | MP31 | 6.5 | 0.010404 | 1 | 0.067629 | 22.588 | 3.4751 | 334 | O.04 | Active
| 0 | 1 | 11.10 | U-Bolt | - | BULK MATERIAL | 0 | 0 | 0 | 0 | 0 | 0 | 0 | 0 | 0 | 0 | 0 | - | 0 | 0 | 0 | 0 | 0 | 0 | 654 | - | Active
| 1 | 2 | 11.10.1 | U-Bolt (316SS) - M6x25mmL | - | BULK MATERIAL | 0 | 0 | 0 | 0 | 0 | 0 | 0 | 0 | 0 | 0 | 0 | - | 0 | 0 | 0 | 0 | 0 | 0 | 0 | - | Inactive
| 1 | 2 | 11.10.2 | U-Bolt (316SS) - M6x40mmL | - | BULK MATERIAL | 0 | 0 | 0 | 0 | 0 | 0 | 0 | 0 | 0 | 0 | 0 | - | 0 | 0 | 0 | 0 | 0 | 0 | 0 | - | Inactive
| 1 | 2 | 11.10.3 | U-Bolt (316SS) - M10x25mmL | - | BULK MATERIAL | 0 | 0 | 0 | 0 | 0 | 0 | 0 | 0 | 0 | 0 | 0 | - | 0 | 0 | 0 | 0 | 0 | 0 | 0 | - | Inactive
| 1 | 2 | 11.10.4 | U-Bolt (316SS) - M10x40mmL | - | BULK MATERIAL | 654 | 84632.3264 | 0 | 0 | 0 | 55349541.4944 | 0 | 0 | 0 | 0 | 0 | MP31 | 6.5 | 0.010404 | 1 | 0.067629 | 44.2291 | 6.8045 | 654 | O.05 | Active
| 1 | 2 | 11.10.5 | U-Bolt (316SS) - M10x50mmL | - | BULK MATERIAL | 0 | 0 | 0 | 0 | 0 | 0 | 0 | 0 | 0 | 0 | 0 | - | 0 | 0 | 0 | 0 | 0 | 0 | 0 | - | Inactive
| 1 | 2 | 11.10.6 | U-Bolt (316SS) - M12x50mmL | - | BULK MATERIAL | 0 | 0 | 0 | 0 | 0 | 0 | 0 | 0 | 0 | 0 | 0 | - | 0 | 0 | 0 | 0 | 0 | 0 | 0 | - | Inactive
| 0 | 1 | 11.11 | Hex Head Bolts and Nuts | - | BULK MATERIAL | 0 | 0 | 0 | 0 | 0 | 0 | 0 | 0 | 0 | 0 | 0 | - | 0 | 0 | 0 | 0 | 0 | 0 | 6110 | - | Active
| 1 | 2 | 11.11.1 | Hex Head Bolts and Nuts (316SS) - M4x40mmL | - | BULK MATERIAL | 0 | 0 | 0 | 0 | 0 | 0 | 0 | 0 | 0 | 0 | 0 | - | 0 | 0 | 0 | 0 | 0 | 0 | 0 | - | Inactive
| 1 | 2 | 11.11.2 | Hex Head Bolts and Nuts (316SS) - M6x20mmL | - | BULK MATERIAL | 2804 | 1739.5337 | 0 | 0 | 0 | 4877652.3582 | 0 | 0 | 0 | 0 | 0 | MP31 | 6.5 | 0.010404 | 1 | 0.067629 | 189.6306 | 29.1739 | 2804 | O.05 | Active
| 1 | 2 | 11.11.3 | Hex Head Bolts and Nuts (316SS) - M6x25mmL | - | BULK MATERIAL | 549 | 1739.5337 | 0 | 0 | 0 | 955003.9746 | 0 | 0 | 0 | 0 | 0 | MP31 | 6.5 | 0.010404 | 1 | 0.067629 | 37.1281 | 5.712 | 549 | O.05 | Active
| 1 | 2 | 11.11.4 | Hex Head Bolts and Nuts (316SS) - M6x30mmL | - | BULK MATERIAL | 0 | 0 | 0 | 0 | 0 | 0 | 0 | 0 | 0 | 0 | 0 | - | 0 | 0 | 0 | 0 | 0 | 0 | 0 | - | Inactive
| 1 | 2 | 11.11.5 | Hex Head Bolts and Nuts (316SS) - M6x40mmL | - | BULK MATERIAL | 0 | 0 | 0 | 0 | 0 | 0 | 0 | 0 | 0 | 0 | 0 | - | 0 | 0 | 0 | 0 | 0 | 0 | 0 | - | Inactive
| 1 | 2 | 11.11.6 | Hex Head Bolts and Nuts (316SS) - M8x25mmL | - | BULK MATERIAL | 0 | 0 | 0 | 0 | 0 | 0 | 0 | 0 | 0 | 0 | 0 | - | 0 | 0 | 0 | 0 | 0 | 0 | 0 | - | Inactive
| 1 | 2 | 11.11.7 | Hex Head Bolts and Nuts (316SS) - M8x40mmL | - | BULK MATERIAL | 0 | 0 | 0 | 0 | 0 | 0 | 0 | 0 | 0 | 0 | 0 | - | 0 | 0 | 0 | 0 | 0 | 0 | 0 | - | Inactive
| 1 | 2 | 11.11.8 | Hex Head Bolts and Nuts (316SS) - M10x20mmL | - | BULK MATERIAL | 0 | 0 | 0 | 0 | 0 | 0 | 0 | 0 | 0 | 0 | 0 | - | 0 | 0 | 0 | 0 | 0 | 0 | 0 | - | Inactive
| 1 | 2 | 11.11.9 | Hex Head Bolts and Nuts (316SS) - M10x25mmL | - | BULK MATERIAL | 1456 | 0 | 0 | 0 | 0 | 5455177.5305 | 0 | 0 | 0 | 0 | 0 | MP31 | 6.5 | 0.010404 | 1 | 0.067629 | 98.4673 | 15.1488 | 1456 | O.05 | Active
| 1 | 2 | 11.11.10 | Hex Head Bolts and Nuts (316SS) - M10x40mmL | - | BULK MATERIAL | 389 | 3746.6879 | 0 | 0 | 0 | 1457461.5792 | 0 | 0 | 0 | 0 | 0 | MP31 | 6.5 | 0.010404 | 1 | 0.067629 | 26.3075 | 4.0473 | 389 | O.05 | Active
| 1 | 2 | 11.11.11 | Hex Head Bolts and Nuts (316SS) - M10x50mmL | - | BULK MATERIAL | 0 | 0 | 0 | 0 | 0 | 0 | 0 | 0 | 0 | 0 | 0 | - | 0 | 0 | 0 | 0 | 0 | 0 | 0 | - | Inactive
| 1 | 2 | 11.11.12 | Hex Head Bolts and Nuts (316SS) - M10x125mmL | - | BULK MATERIAL | 240 | 0 | 0 | 0 | 0 | 4496025.4372 | 0 | 0 | 0 | 0 | 0 | MP31 | 6.5 | 0.010404 | 1 | 0.067629 | 16.2309 | 2.4971 | 240 | O.05 | Active
| 1 | 2 | 11.11.13 | Hex Head Bolts and Nuts (316SS) - M12x20mmL | - | BULK MATERIAL | 0 | 0 | 0 | 0 | 0 | 0 | 0 | 0 | 0 | 0 | 0 | - | 0 | 0 | 0 | 0 | 0 | 0 | 0 | - | Inactive
| 1 | 2 | 11.11.14 | Hex Head Bolts and Nuts (316SS) - M12x40mmL | - | BULK MATERIAL | 650 | 6422.8935 | 0 | 0 | 0 | 4174880.7631 | 0 | 0 | 0 | 0 | 0 | MP31 | 6.5 | 0.010404 | 1 | 0.067629 | 43.9586 | 6.7629 | 650 | O.05 | Active
| 1 | 2 | 11.11.15 | Hex Head Bolts and Nuts (316SS) - M16x40mmL | - | BULK MATERIAL | 22 | 9634.3402 | 0 | 0 | 0 | 211955.4849 | 0 | 0 | 0 | 0 | 0 | MP31 | 6.5 | 0.010404 | 1 | 0.067629 | 1.4878 | 0.2289 | 22 | O.05 | Active
| 0 | 1 | 11.12 | Terminal Lug | - | BULK MATERIAL | 0 | 0 | 0 | 0 | 0 | 0 | 0 | 0 | 0 | 0 | 0 | - | 0 | 0 | 0 | 0 | 0 | 0 | 18488 | - | Active
| 0 | 2 | 11.12.1 | Terminal Lug | - | BULK MATERIAL | 0 | 0 | 0 | 0 | 0 | 0 | 0 | 0 | 0 | 0 | 0 | - | 0 | 0 | 0 | 0 | 0 | 0 | 12 | - | Active
| 1 | 3 | 11.12.1.1 | Terminal Lug (Ring type) - 0.65㎟ (Stud Bolt Size : M4) | - | BULK MATERIAL | 0 | 0 | 0 | 0 | 0 | 0 | 0 | 0 | 0 | 0 | 0 | - | 0 | 0 | 0 | 0 | 0 | 0 | 0 | - | Inactive
| 1 | 3 | 11.12.1.2 | Terminal Lug (Ring type) - 1.5㎟ (Stud Bolt Size : M4) | - | BULK MATERIAL | 0 | 0 | 0 | 0 | 0 | 0 | 0 | 0 | 0 | 0 | 0 | - | 0 | 0 | 0 | 0 | 0 | 0 | 0 | - | Inactive
| 1 | 3 | 11.12.1.3 | Terminal Lug (Ring type) - 2.5㎟ (Stud Bolt Size : M4) | - | BULK MATERIAL | 0 | 0 | 0 | 0 | 0 | 0 | 0 | 0 | 0 | 0 | 0 | - | 0 | 0 | 0 | 0 | 0 | 0 | 0 | - | Inactive
| 1 | 3 | 11.12.1.4 | Terminal Lug (Ring type) - 4㎟ (Stud Bolt Size : M4) | - | BULK MATERIAL | 0 | 0 | 0 | 0 | 0 | 0 | 0 | 0 | 0 | 0 | 0 | - | 0 | 0 | 0 | 0 | 0 | 0 | 0 | - | Inactive
| 1 | 3 | 11.12.1.5 | Terminal Lug (Ring type) - 4㎟ (Stud Bolt Size : M5) | - | BULK MATERIAL | 0 | 0 | 0 | 0 | 0 | 0 | 0 | 0 | 0 | 0 | 0 | - | 0 | 0 | 0 | 0 | 0 | 0 | 0 | - | Inactive
| 1 | 3 | 11.12.1.6 | Terminal Lug (Ring type) - 4㎟ (Stud Bolt Size : M6) | - | BULK MATERIAL | 12 | 0 | 0 | 0 | 0 | 44157.3927 | 587881.7379 | 147436.4742 | 72123.0872 | 807441.2992 | 11.0697 | MP14 | 3 | 0.010364 | 1 | 0.031092 | 0.3731 | 0.12437 | 12 | O.06 | Active
| 1 | 3 | 11.12.1.7 | Terminal Lug (Ring type) - 6㎟ (Stud Bolt Size : M4) | - | BULK MATERIAL | 0 | 0 | 0 | 0 | 0 | 0 | 0 | 0 | 0 | 0 | 0 | - | 0 | 0 | 0 | 0 | 0 | 0 | 0 | - | Inactive
| 1 | 3 | 11.12.1.8 | Terminal Lug (Ring type) - 6㎟ (Stud Bolt Size : M5) | - | BULK MATERIAL | 0 | 0 | 0 | 0 | 0 | 0 | 0 | 0 | 0 | 0 | 0 | - | 0 | 0 | 0 | 0 | 0 | 0 | 0 | - | Inactive
| 1 | 3 | 11.12.1.9 | Terminal Lug (Ring type) - 6㎟ (Stud Bolt Size : M6) | - | BULK MATERIAL | 0 | 0 | 0 | 0 | 0 | 0 | 0 | 0 | 0 | 0 | 0 | - | 0 | 0 | 0 | 0 | 0 | 0 | 0 | - | Inactive
| 0 | 2 | 11.12.2 | Terminal Lug | - | BULK MATERIAL | 0 | 0 | 0 | 0 | 0 | 0 | 0 | 0 | 0 | 0 | 0 | - | 0 | 0 | 0 | 0 | 0 | 0 | 17264 | - | Active
| 1 | 3 | 11.12.2.1 | Terminal Lug (Single Hole Compression(Crimping) Type) - 1.5㎟ (Stud Bolt Size : M4) | - | BULK MATERIAL | 88 | 1003.5771 | 8380.3237 | 2101.6164 | 1028.0703 | 88314.7854 | 737468.483 | 184942.2439 | 90470.1883 | 1012880.9152 | 13.8857 | MP13 | 3 | 0.010364 | 1 | 0.031092 | 2.7361 | 0.91203 | 88 | O.06 | Active
| 1 | 3 | 11.12.2.2 | Terminal Lug (Single Hole Compression(Crimping) Type) - 2.5㎟ (Stud Bolt Size : M4) | - | BULK MATERIAL | 7532 | 0 | 0 | 0 | 0 | 11086449.3906 | 63120597.888 | 15829374.7882 | 7743425.6596 | 86693398.3358 | 1188.4883 | MP13 | 3 | 0.010364 | 1 | 0.031092 | 234.1854 | 78.0618 | 7532 | O.06 | Active
| 1 | 3 | 11.12.2.3 | Terminal Lug (Single Hole Compression(Crimping) Type) - 2.5㎟ (Stud Bolt Size : M5) | - | BULK MATERIAL | 7226 | 1471.9131 | 8380.3237 | 2101.6164 | 1028.0703 | 10636043.9852 | 60556218.8448 | 15186280.1672 | 7428836.1413 | 83171335.1533 | 1140.204 | MP13 | 3 | 0.010364 | 1 | 0.031092 | 224.6712 | 74.8904 | 7226 | O.06 | Active
| 1 | 3 | 11.12.2.4 | Terminal Lug (Single Hole Compression(Crimping) Type) - 4㎟ (Stud Bolt Size : M5) | - | BULK MATERIAL | 0 | 0 | 0 | 0 | 0 | 0 | 0 | 0 | 0 | 0 | 0 | - | 0 | 0 | 0 | 0 | 0 | 0 | 0 | - | Inactive
| 1 | 3 | 11.12.2.5 | Terminal Lug (Single Hole Compression(Crimping) Type) - 4㎟ (Stud Bolt Size : M6) | - | BULK MATERIAL | 932 | 2140.9645 | 11603.3726 | 2909.9304 | 1423.482 | 1995378.9083 | 10814343.2251 | 2712055.1437 | 1326685.2084 | 14853083.5772 | 203.6243 | MP14 | 3 | 0.010364 | 1 | 0.031092 | 28.9778 | 9.6593 | 932 | O.06 | Active
| 1 | 3 | 11.12.2.6 | Terminal Lug (Single Hole Compression(Crimping) Type) - 6㎟ (Stud Bolt Size : M5) | - | BULK MATERIAL | 0 | 0 | 0 | 0 | 0 | 0 | 0 | 0 | 0 | 0 | 0 | - | 0 | 0 | 0 | 0 | 0 | 0 | 0 | - | Inactive
| 1 | 3 | 11.12.2.7 | Terminal Lug (Single Hole Compression(Crimping) Type) - 6㎟ (Stud Bolt Size : M6) | - | BULK MATERIAL | 142 | 2676.2056 | 16115.2444 | 4041.57 | 1977.0583 | 380021.1977 | 2288364.7108 | 573902.9423 | 280742.28 | 3143009.9331 | 43.0893 | MP14 | 3 | 0.010364 | 1 | 0.031092 | 4.4151 | 1.4717 | 142 | O.06 | Active
| 1 | 3 | 11.12.2.8 | Terminal Lug (Single Hole Compression(Crimping) Type) - 10㎟ (Stud Bolt Size : M4) | - | BULK MATERIAL | 0 | 0 | 0 | 0 | 0 | 0 | 0 | 0 | 0 | 0 | 0 | - | 0 | 0 | 0 | 0 | 0 | 0 | 0 | - | Inactive
| 1 | 3 | 11.12.2.9 | Terminal Lug (Single Hole Compression(Crimping) Type) - 10㎟ (Stud Bolt Size : M5) | - | BULK MATERIAL | 0 | 0 | 0 | 0 | 0 | 0 | 0 | 0 | 0 | 0 | 0 | - | 0 | 0 | 0 | 0 | 0 | 0 | 0 | - | Inactive
| 1 | 3 | 11.12.2.10 | Terminal Lug (Single Hole Compression(Crimping) Type) - 10㎟ (Stud Bolt Size : M6) | - | BULK MATERIAL | 226 | 3612.8776 | 21272.5192 | 5334.8724 | 2609.717 | 816510.3339 | 4807589.3447 | 1205681.1672 | 589796.0351 | 6603066.547 | 90.524 | MP14 | 3 | 0.010364 | 1 | 0.031092 | 7.0268 | 2.3423 | 226 | O.06 | Active
| 1 | 3 | 11.12.2.11 | Terminal Lug (Single Hole Compression(Crimping) Type) - 10㎟ (Stud Bolt Size : M8) | - | BULK MATERIAL | 0 | 0 | 0 | 0 | 0 | 0 | 0 | 0 | 0 | 0 | 0 | - | 0 | 0 | 0 | 0 | 0 | 0 | 0 | - | Inactive
| 1 | 3 | 11.12.2.12 | Terminal Lug (Single Hole Compression(Crimping) Type) - 16㎟ (Stud Bolt Size : M5) | - | BULK MATERIAL | 0 | 0 | 0 | 0 | 0 | 0 | 0 | 0 | 0 | 0 | 0 | - | 0 | 0 | 0 | 0 | 0 | 0 | 0 | - | Inactive
| 1 | 3 | 11.12.2.13 | Terminal Lug (Single Hole Compression(Crimping) Type) - 16㎟ (Stud Bolt Size : M6) | - | BULK MATERIAL | 64 | 0 | 0 | 0 | 0 | 342554.319 | 1650201.0309 | 413856.7697 | 202450.771 | 2266508.5715 | 31.0729 | MP14 | 3 | 0.010364 | 1 | 0.031092 | 1.9899 | 0.6633 | 64 | O.06 | Active
| 1 | 3 | 11.12.2.14 | Terminal Lug (Single Hole Compression(Crimping) Type) - 16㎟ (Stud Bolt Size : M8) | - | BULK MATERIAL | 98 | 5352.4112 | 25784.3911 | 6466.512 | 3163.2933 | 524536.301 | 2526870.3285 | 633718.1785 | 310002.743 | 3470591.2501 | 47.5803 | MP14 | 3 | 0.010364 | 1 | 0.031092 | 3.047 | 1.0157 | 98 | O.06 | Active
| 1 | 3 | 11.12.2.15 | Terminal Lug (Single Hole Compression(Crimping) Type) - 16㎟ (Stud Bolt Size : M10) | - | BULK MATERIAL | 0 | 0 | 0 | 0 | 0 | 0 | 0 | 0 | 0 | 0 | 0 | - | 0 | 0 | 0 | 0 | 0 | 0 | 0 | - | Inactive
| 1 | 3 | 11.12.2.16 | Terminal Lug (Single Hole Compression(Crimping) Type) - 25㎟ (Stud Bolt Size : M5) | - | BULK MATERIAL | 0 | 0 | 0 | 0 | 0 | 0 | 0 | 0 | 0 | 0 | 0 | - | 0 | 0 | 0 | 0 | 0 | 0 | 0 | - | Inactive
| 1 | 3 | 11.12.2.17 | Terminal Lug (Single Hole Compression(Crimping) Type) - 25㎟ (Stud Bolt Size : M6) | - | BULK MATERIAL | 0 | 0 | 0 | 0 | 0 | 0 | 0 | 0 | 0 | 0 | 0 | - | 0 | 0 | 0 | 0 | 0 | 0 | 0 | - | Inactive
| 1 | 3 | 11.12.2.18 | Terminal Lug (Single Hole Compression(Crimping) Type) - 25㎟ (Stud Bolt Size : M8) | - | BULK MATERIAL | 210 | 7694.0911 | 43833.8614 | 10993.0704 | 5377.5986 | 1615759.1415 | 9205110.903 | 2308544.7932 | 1129295.7067 | 12642951.403 | 173.3283 | MP14 | 3 | 0.010364 | 1 | 0.031092 | 6.5293 | 2.1764 | 210 | O.06 | Active
| 1 | 3 | 11.12.2.19 | Terminal Lug (Single Hole Compression(Crimping) Type) - 25㎟ (Stud Bolt Size : M10) | - | BULK MATERIAL | 0 | 0 | 0 | 0 | 0 | 0 | 0 | 0 | 0 | 0 | 0 | - | 0 | 0 | 0 | 0 | 0 | 0 | 0 | - | Inactive
| 1 | 3 | 11.12.2.20 | Terminal Lug (Single Hole Compression(Crimping) Type) - 35㎟ (Stud Bolt Size : M6) | - | BULK MATERIAL | 0 | 0 | 0 | 0 | 0 | 0 | 0 | 0 | 0 | 0 | 0 | - | 0 | 0 | 0 | 0 | 0 | 0 | 0 | - | Inactive
| 1 | 3 | 11.12.2.21 | Terminal Lug (Single Hole Compression(Crimping) Type) - 35㎟ (Stud Bolt Size : M8) | - | BULK MATERIAL | 196 | 8296.2374 | 58659.2915 | 14711.3149 | 7196.4922 | 1626062.5331 | 11497221.1317 | 2883417.7123 | 1410512.4807 | 15791151.3248 | 216.4904 | MP14 | 3 | 0.010364 | 1 | 0.031092 | 6.094 | 2.0313 | 196 | O.06 | Active
| 1 | 3 | 11.12.2.22 | Terminal Lug (Single Hole Compression(Crimping) Type) - 35㎟ (Stud Bolt Size : M10) | - | BULK MATERIAL | 0 | 0 | 0 | 0 | 0 | 0 | 0 | 0 | 0 | 0 | 0 | - | 0 | 0 | 0 | 0 | 0 | 0 | 0 | - | Inactive
| 1 | 3 | 11.12.2.23 | Terminal Lug (Single Hole Compression(Crimping) Type) - 50㎟ (Stud Bolt Size : M6) | - | BULK MATERIAL | 0 | 0 | 0 | 0 | 0 | 0 | 0 | 0 | 0 | 0 | 0 | - | 0 | 0 | 0 | 0 | 0 | 0 | 0 | - | Inactive
| 1 | 3 | 11.12.2.24 | Terminal Lug (Single Hole Compression(Crimping) Type) - 50㎟ (Stud Bolt Size : M8) | - | BULK MATERIAL | 0 | 0 | 0 | 0 | 0 | 0 | 0 | 0 | 0 | 0 | 0 | - | 0 | 0 | 0 | 0 | 0 | 0 | 0 | - | Inactive
| 1 | 3 | 11.12.2.25 | Terminal Lug (Single Hole Compression(Crimping) Type) - 50㎟ (Stud Bolt Size : M10) | - | BULK MATERIAL | 158 | 9099.0991 | 72841.3014 | 18267.8965 | 8936.3036 | 1437657.6577 | 11508925.6273 | 2886327.6428 | 1411935.9627 | 15807189.2328 | 216.7089 | MP14 | 3 | 0.010364 | 1 | 0.031092 | 4.9125 | 1.6375 | 158 | O.06 | Active
| 1 | 3 | 11.12.2.26 | Terminal Lug (Single Hole Compression(Crimping) Type) - 50㎟ (Stud Bolt Size : M12) | - | BULK MATERIAL | 0 | 0 | 0 | 0 | 0 | 0 | 0 | 0 | 0 | 0 | 0 | - | 0 | 0 | 0 | 0 | 0 | 0 | 0 | - | Inactive
| 1 | 3 | 11.12.2.27 | Terminal Lug (Single Hole Compression(Crimping) Type) - 70㎟ (Stud Bolt Size : M6) | - | BULK MATERIAL | 0 | 0 | 0 | 0 | 0 | 0 | 0 | 0 | 0 | 0 | 0 | - | 0 | 0 | 0 | 0 | 0 | 0 | 0 | - | Inactive
| 1 | 3 | 11.12.2.28 | Terminal Lug (Single Hole Compression(Crimping) Type) - 70㎟ (Stud Bolt Size : M8) | - | BULK MATERIAL | 0 | 0 | 0 | 0 | 0 | 0 | 0 | 0 | 0 | 0 | 0 | - | 0 | 0 | 0 | 0 | 0 | 0 | 0 | - | Inactive
| 1 | 3 | 11.12.2.29 | Terminal Lug (Single Hole Compression(Crimping) Type) - 70㎟ (Stud Bolt Size : M10) | - | BULK MATERIAL | 148 | 10437.2019 | 86377.9085 | 21662.8153 | 10597.0325 | 1544705.8824 | 12783930.4564 | 3206096.6624 | 1568360.8162 | 17558387.9351 | 240.7175 | MP14 | 3 | 0.010364 | 1 | 0.031092 | 4.6016 | 1.5339 | 148 | O.06 | Active
| 1 | 3 | 11.12.2.30 | Terminal Lug (Single Hole Compression(Crimping) Type) - 70㎟ (Stud Bolt Size : M12) | - | BULK MATERIAL | 0 | 0 | 0 | 0 | 0 | 0 | 0 | 0 | 0 | 0 | 0 | - | 0 | 0 | 0 | 0 | 0 | 0 | 0 | - | Inactive
| 1 | 3 | 11.12.2.31 | Terminal Lug (Single Hole Compression(Crimping) Type) - 95㎟ (Stud Bolt Size : M6) | - | BULK MATERIAL | 0 | 0 | 0 | 0 | 0 | 0 | 0 | 0 | 0 | 0 | 0 | - | 0 | 0 | 0 | 0 | 0 | 0 | 0 | - | Inactive
| 1 | 3 | 11.12.2.32 | Terminal Lug (Single Hole Compression(Crimping) Type) - 95㎟ (Stud Bolt Size : M8) | - | BULK MATERIAL | 0 | 0 | 0 | 0 | 0 | 0 | 0 | 0 | 0 | 0 | 0 | - | 0 | 0 | 0 | 0 | 0 | 0 | 0 | - | Inactive
| 1 | 3 | 11.12.2.33 | Terminal Lug (Single Hole Compression(Crimping) Type) - 95㎟ (Stud Bolt Size : M10) | - | BULK MATERIAL | 154 | 0 | 87666.7315 | 21986.1409 | 10755.1972 | 0 | 13500676.6485 | 3385865.6968 | 1656300.3699 | 18542842.7151 | 254.2148 | MP14 | 3 | 0.010364 | 1 | 0.031092 | 4.7882 | 1.5961 | 154 | O.06 | Active
| 1 | 3 | 11.12.2.34 | Terminal Lug (Single Hole Compression(Crimping) Type) - 95㎟ (Stud Bolt Size : M12) | - | BULK MATERIAL | 90 | 0 | 0 | 0 | 0 | 0 | 7890005.8335 | 1978752.6799 | 967967.7486 | 10836726.2621 | 148.5671 | MP14 | 3 | 0.010364 | 1 | 0.031092 | 2.7983 | 0.93276 | 90 | O.06 | Active
| 1 | 3 | 11.12.2.35 | Terminal Lug (Single Hole Compression(Crimping) Type) - 120㎟(Stud Bolt Size : M8) | - | BULK MATERIAL | 0 | 0 | 0 | 0 | 0 | 0 | 0 | 0 | 0 | 0 | 0 | - | 0 | 0 | 0 | 0 | 0 | 0 | 0 | - | Inactive
| 1 | 3 | 11.12.2.36 | Terminal Lug (Single Hole Compression(Crimping) Type) - 120㎟(Stud Bolt Size : M12) | - | BULK MATERIAL | 0 | 0 | 0 | 0 | 0 | 0 | 0 | 0 | 0 | 0 | 0 | - | 0 | 0 | 0 | 0 | 0 | 0 | 0 | - | Inactive
| 1 | 3 | 11.12.2.37 | Terminal Lug (Single Hole Compression(Crimping) Type) - 150㎟(Stud Bolt Size : M12) | - | BULK MATERIAL | 0 | 0 | 0 | 0 | 0 | 0 | 0 | 0 | 0 | 0 | 0 | - | 0 | 0 | 0 | 0 | 0 | 0 | 0 | - | Inactive
| 1 | 3 | 11.12.2.38 | Terminal Lug (Single Hole Compression(Crimping) Type) - 150㎟(Stud Bolt Size : M16) | - | BULK MATERIAL | 0 | 0 | 0 | 0 | 0 | 0 | 0 | 0 | 0 | 0 | 0 | - | 0 | 0 | 0 | 0 | 0 | 0 | 0 | - | Inactive
| 1 | 3 | 11.12.2.39 | Terminal Lug (Single Hole Compression(Crimping) Type) - 185㎟(Stud Bolt Size : M12) | - | BULK MATERIAL | 0 | 0 | 0 | 0 | 0 | 0 | 0 | 0 | 0 | 0 | 0 | - | 0 | 0 | 0 | 0 | 0 | 0 | 0 | - | Inactive
| 1 | 3 | 11.12.2.40 | Terminal Lug (Single Hole Compression(Crimping) Type) - 185㎟(Stud Bolt Size : M16) | - | BULK MATERIAL | 0 | 0 | 0 | 0 | 0 | 0 | 0 | 0 | 0 | 0 | 0 | - | 0 | 0 | 0 | 0 | 0 | 0 | 0 | - | Inactive
| 1 | 3 | 11.12.2.41 | Terminal Lug (Single Hole Compression(Crimping) Type) - 240㎟(Stud Bolt Size : M12) | - | BULK MATERIAL | 0 | 0 | 0 | 0 | 0 | 0 | 0 | 0 | 0 | 0 | 0 | - | 0 | 0 | 0 | 0 | 0 | 0 | 0 | - | Inactive
| 1 | 3 | 11.12.2.42 | Terminal Lug (Single Hole Compression(Crimping) Type) - 240㎟(Stud Bolt Size : M16) | - | BULK MATERIAL | 0 | 0 | 0 | 0 | 0 | 0 | 0 | 0 | 0 | 0 | 0 | - | 0 | 0 | 0 | 0 | 0 | 0 | 0 | - | Inactive
| 1 | 3 | 11.12.2.43 | Terminal Lug (Single Hole Compression(Crimping) Type) - 300㎟(Stud Bolt Size : M12) | - | BULK MATERIAL | 0 | 0 | 0 | 0 | 0 | 0 | 0 | 0 | 0 | 0 | 0 | - | 0 | 0 | 0 | 0 | 0 | 0 | 0 | - | Inactive
| 1 | 3 | 11.12.2.44 | Terminal Lug (Single Hole Compression(Crimping) Type) - 400㎟(Stud Bolt Size : M14) | - | BULK MATERIAL | 0 | 0 | 0 | 0 | 0 | 0 | 0 | 0 | 0 | 0 | 0 | - | 0 | 0 | 0 | 0 | 0 | 0 | 0 | - | Inactive
| 1 | 3 | 11.12.2.45 | Terminal Lug (Single Hole Compression(Crimping) Type) - 500㎟(Stud Bolt Size : M14) | - | BULK MATERIAL | 0 | 0 | 0 | 0 | 0 | 0 | 0 | 0 | 0 | 0 | 0 | - | 0 | 0 | 0 | 0 | 0 | 0 | 0 | - | Inactive
| 1 | 3 | 11.12.2.46 | Terminal Lug (Single Hole Compression(Crimping) Type) - 630㎟(Stud Bolt Size : M16) | - | BULK MATERIAL | 0 | 0 | 0 | 0 | 0 | 0 | 0 | 0 | 0 | 0 | 0 | - | 0 | 0 | 0 | 0 | 0 | 0 | 0 | - | Inactive
| 0 | 2 | 11.12.3 | Terminal Lug | - | BULK MATERIAL | 0 | 0 | 0 | 0 | 0 | 0 | 0 | 0 | 0 | 0 | 0 | - | 0 | 0 | 0 | 0 | 0 | 0 | 1212 | - | Active
| 1 | 3 | 11.12.3.1 | Terminal Lug (Double Hole Compression(Crimping) Type) - 120㎟(Stud Bolt Size : M12) | - | BULK MATERIAL | 344 | 0 | 175012.2486 | 43891.4504 | 21470.8532 | 0 | 60204213.5257 | 15098658.9293 | 7385973.5171 | 82688845.9721 | 1133.6253 | MP16 | 3 | 0.010364 | 1 | 0.031092 | 10.6957 | 3.5652 | 344 | O.06 | Active
| 1 | 3 | 11.12.3.2 | Terminal Lug (Double Hole Compression(Crimping) Type) - 150㎟(Stud Bolt Size : M12) | - | BULK MATERIAL | 314 | 0 | 197251.3851 | 49468.817 | 24199.1937 | 0 | 61936934.9187 | 15533208.5374 | 7598546.8266 | 85068690.2828 | 1166.2518 | MP16 | 3 | 0.010364 | 1 | 0.031092 | 9.7629 | 3.2543 | 314 | O.06 | Active
| 1 | 3 | 11.12.3.3 | Terminal Lug (Double Hole Compression(Crimping) Type) - 185㎟(Stud Bolt Size : M12) | - | BULK MATERIAL | 152 | 0 | 243662.8925 | 61108.5386 | 29893.1216 | 0 | 37036759.6635 | 9288497.874 | 4543754.4906 | 50869012.0281 | 697.3915 | MP16 | 3 | 0.010364 | 1 | 0.031092 | 4.726 | 1.5753 | 152 | O.06 | Active
| 1 | 3 | 11.12.3.4 | Terminal Lug (Double Hole Compression(Crimping) Type) - 200㎟(Stud Bolt Size : M12) | - | BULK MATERIAL | 0 | 0 | 0 | 0 | 0 | 0 | 0 | 0 | 0 | 0 | 0 | - | 0 | 0 | 0 | 0 | 0 | 0 | 0 | - | Inactive
| 1 | 3 | 11.12.3.5 | Terminal Lug (Double Hole Compression(Crimping) Type) - 240㎟(Stud Bolt Size : M12) | - | BULK MATERIAL | 402 | 0 | 267836.2549 | 67170.8937 | 32858.7091 | 0 | 107670174.4648 | 27002699.255 | 13209201.0637 | 147882074.7834 | 2027.3948 | MP16 | 3 | 0.010364 | 1 | 0.031092 | 12.499 | 4.1663 | 402 | O.06 | Active
| 1 | 3 | 11.12.3.6 | Terminal Lug (Double Hole Compression(Crimping) Type) - 300㎟(Stud Bolt Size : M12) | - | BULK MATERIAL | 0 | 0 | 0 | 0 | 0 | 0 | 0 | 0 | 0 | 0 | 0 | - | 0 | 0 | 0 | 0 | 0 | 0 | 0 | - | Inactive
| 1 | 3 | 11.12.3.7 | Terminal Lug (Double Hole Compression(Crimping) Type) - 400㎟(Stud Bolt Size : M14) | - | BULK MATERIAL | 0 | 0 | 0 | 0 | 0 | 0 | 0 | 0 | 0 | 0 | 0 | - | 0 | 0 | 0 | 0 | 0 | 0 | 0 | - | Inactive
| 1 | 3 | 11.12.3.8 | Terminal Lug (Double Hole Compression(Crimping) Type) - 500㎟(Stud Bolt Size : M14) | - | BULK MATERIAL | 0 | 0 | 0 | 0 | 0 | 0 | 0 | 0 | 0 | 0 | 0 | - | 0 | 0 | 0 | 0 | 0 | 0 | 0 | - | Inactive
| 1 | 3 | 11.12.3.9 | Terminal Lug (Double Hole Compression(Crimping) Type) - 630㎟(Stud Bolt Size : M16) | - | BULK MATERIAL | 0 | 0 | 0 | 0 | 0 | 0 | 0 | 0 | 0 | 0 | 0 | - | 0 | 0 | 0 | 0 | 0 | 0 | 0 | - | Inactive
| 0 | 2 | 11.12.4 | Terminal Lug | - | BULK MATERIAL | 0 | 0 | 0 | 0 | 0 | 0 | 0 | 0 | 0 | 0 | 0 | - | 0 | 0 | 0 | 0 | 0 | 0 | 0 | - | Inactive
| 1 | 3 | 11.12.4.1 | Terminal Lug (Cord end Sleeve (Ferrule) with Insulation Grip) - 1.0㎟ | - | BULK MATERIAL | 0 | 0 | 0 | 0 | 0 | 0 | 0 | 0 | 0 | 0 | 0 | - | 0 | 0 | 0 | 0 | 0 | 0 | 0 | - | Inactive
| 1 | 3 | 11.12.4.2 | Terminal Lug (Cord end Sleeve (Ferrule) with Insulation Grip) - 1.5㎟ | - | BULK MATERIAL | 0 | 0 | 0 | 0 | 0 | 0 | 0 | 0 | 0 | 0 | 0 | - | 0 | 0 | 0 | 0 | 0 | 0 | 0 | - | Inactive
| 1 | 3 | 11.12.4.3 | Terminal Lug (Cord end Sleeve (Ferrule) with Insulation Grip) - 2.5㎟ | - | BULK MATERIAL | 0 | 0 | 0 | 0 | 0 | 0 | 0 | 0 | 0 | 0 | 0 | - | 0 | 0 | 0 | 0 | 0 | 0 | 0 | - | Inactive
| 1 | 3 | 11.12.4.4 | Terminal Lug (Cord end Sleeve (Ferrule) with Insulation Grip) - 4㎟ | - | BULK MATERIAL | 0 | 0 | 0 | 0 | 0 | 0 | 0 | 0 | 0 | 0 | 0 | - | 0 | 0 | 0 | 0 | 0 | 0 | 0 | - | Inactive
| 1 | 3 | 11.12.4.5 | Terminal Lug (Cord end Sleeve (Ferrule) with Insulation Grip) - 6㎟ | - | BULK MATERIAL | 0 | 0 | 0 | 0 | 0 | 0 | 0 | 0 | 0 | 0 | 0 | - | 0 | 0 | 0 | 0 | 0 | 0 | 0 | - | Inactive
| 1 | 3 | 11.12.4.6 | Terminal Lug (Cord end Sleeve (Ferrule) with Insulation Grip) - 10㎟ | - | BULK MATERIAL | 0 | 0 | 0 | 0 | 0 | 0 | 0 | 0 | 0 | 0 | 0 | - | 0 | 0 | 0 | 0 | 0 | 0 | 0 | - | Inactive
| 1 | 3 | 11.12.4.7 | Terminal Lug (Cord end Sleeve (Ferrule) with Insulation Grip) - 16㎟ | - | BULK MATERIAL | 0 | 0 | 0 | 0 | 0 | 0 | 0 | 0 | 0 | 0 | 0 | - | 0 | 0 | 0 | 0 | 0 | 0 | 0 | - | Inactive
| 1 | 3 | 11.12.4.8 | Terminal Lug (Cord end Sleeve (Ferrule) with Insulation Grip) - 25㎟ | - | BULK MATERIAL | 0 | 0 | 0 | 0 | 0 | 0 | 0 | 0 | 0 | 0 | 0 | - | 0 | 0 | 0 | 0 | 0 | 0 | 0 | - | Inactive
| 1 | 3 | 11.12.4.9 | Terminal Lug (Cord end Sleeve (Ferrule) with Insulation Grip) - 35㎟ | - | BULK MATERIAL | 0 | 0 | 0 | 0 | 0 | 0 | 0 | 0 | 0 | 0 | 0 | - | 0 | 0 | 0 | 0 | 0 | 0 | 0 | - | Inactive
| 1 | 3 | 11.12.4.10 | Terminal Lug (Cord end Sleeve (Ferrule) with Insulation Grip) - 50㎟ | - | BULK MATERIAL | 0 | 0 | 0 | 0 | 0 | 0 | 0 | 0 | 0 | 0 | 0 | - | 0 | 0 | 0 | 0 | 0 | 0 | 0 | - | Inactive
| 1 | 3 | 11.12.4.11 | Terminal Lug (Cord end Sleeve (Ferrule) with Insulation Grip) - 75㎟ | - | BULK MATERIAL | 0 | 0 | 0 | 0 | 0 | 0 | 0 | 0 | 0 | 0 | 0 | - | 0 | 0 | 0 | 0 | 0 | 0 | 0 | - | Inactive
| 0 | 2 | 11.12.5 | Terminal Lug - Terminal Lug | - | BULK MATERIAL | 0 | 0 | 0 | 0 | 0 | 0 | 0 | 0 | 0 | 0 | 0 | - | 0 | 0 | 0 | 0 | 0 | 0 | 0 | - | Inactive
| 1 | 3 | 11.12.5.1 | Terminal Lug (Pin type compression) - 2.5㎟ | - | BULK MATERIAL | 0 | 0 | 0 | 0 | 0 | 0 | 0 | 0 | 0 | 0 | 0 | - | 0 | 0 | 0 | 0 | 0 | 0 | 0 | - | Inactive
| 1 | 3 | 11.12.5.2 | Terminal Lug (Pin type compression) - 4㎟ | - | BULK MATERIAL | 0 | 0 | 0 | 0 | 0 | 0 | 0 | 0 | 0 | 0 | 0 | - | 0 | 0 | 0 | 0 | 0 | 0 | 0 | - | Inactive
| 1 | 3 | 11.12.5.3 | Terminal Lug (Pin type compression) - 6㎟ | - | BULK MATERIAL | 0 | 0 | 0 | 0 | 0 | 0 | 0 | 0 | 0 | 0 | 0 | - | 0 | 0 | 0 | 0 | 0 | 0 | 0 | - | Inactive
| 1 | 3 | 11.12.5.4 | Terminal Lug (Pin type compression) - 10㎟ | - | BULK MATERIAL | 0 | 0 | 0 | 0 | 0 | 0 | 0 | 0 | 0 | 0 | 0 | - | 0 | 0 | 0 | 0 | 0 | 0 | 0 | - | Inactive
| 1 | 3 | 11.12.5.5 | Terminal Lug (Pin type compression) - 16㎟ | - | BULK MATERIAL | 0 | 0 | 0 | 0 | 0 | 0 | 0 | 0 | 0 | 0 | 0 | - | 0 | 0 | 0 | 0 | 0 | 0 | 0 | - | Inactive
| 1 | 3 | 11.12.5.6 | Terminal Lug (Pin type compression) - 25㎟ | - | BULK MATERIAL | 0 | 0 | 0 | 0 | 0 | 0 | 0 | 0 | 0 | 0 | 0 | - | 0 | 0 | 0 | 0 | 0 | 0 | 0 | - | Inactive
| 1 | 3 | 11.12.5.7 | Terminal Lug (Pin type compression) - 35㎟ | - | BULK MATERIAL | 0 | 0 | 0 | 0 | 0 | 0 | 0 | 0 | 0 | 0 | 0 | - | 0 | 0 | 0 | 0 | 0 | 0 | 0 | - | Inactive
| 1 | 3 | 11.12.5.8 | Terminal Lug (Pin type compression) - 50㎟ | - | BULK MATERIAL | 0 | 0 | 0 | 0 | 0 | 0 | 0 | 0 | 0 | 0 | 0 | - | 0 | 0 | 0 | 0 | 0 | 0 | 0 | - | Inactive
| 1 | 3 | 11.12.5.9 | Terminal Lug (Pin type compression) - 75㎟ | - | BULK MATERIAL | 0 | 0 | 0 | 0 | 0 | 0 | 0 | 0 | 0 | 0 | 0 | - | 0 | 0 | 0 | 0 | 0 | 0 | 0 | - | Inactive
| 0 | 1 | 11.13 | Cable Tie | - | BULK MATERIAL | 0 | 0 | 0 | 0 | 0 | 0 | 0 | 0 | 0 | 0 | 0 | - | 0 | 0 | 0 | 0 | 0 | 0 | 2040 | - | Active
| 0 | 2 | 11.13.1 | Cable Tie | - | BULK MATERIAL | 0 | 0 | 0 | 0 | 0 | 0 | 0 | 0 | 0 | 0 | 0 | - | 0 | 0 | 0 | 0 | 0 | 0 | 2040 | - | Active
| 1 | 3 | 11.13.1.1 | Cable Tie (PVC Coated Stainless Steel) - 120mm Long, 2.5mm Wide Length | - | BULK MATERIAL | 220 | 286019.4754 | 0 | 0 | 0 | 62924284.5787 | 0 | 0 | 0 | 0 | 0 | MP12 | 3 | 0.010364 | 1 | 0.031092 | 6.8403 | 2.2801 | 220 | O.07 | Active
| 1 | 3 | 11.13.1.2 | Cable Tie (PVC Coated Stainless Steel) - 150mm Long, 4.6mm Wide Length | - | BULK MATERIAL | 758 | 343223.3704 | 0 | 0 | 0 | 260163314.7854 | 0 | 0 | 0 | 0 | 0 | MP12 | 3 | 0.010364 | 1 | 0.031092 | 23.5678 | 7.8559 | 758 | O.07 | Active
| 1 | 3 | 11.13.1.3 | Cable Tie (PVC Coated Stainless Steel) - 200mm Long, 4.6mm Wide Length | - | BULK MATERIAL | 361 | 419495.2305 | 0 | 0 | 0 | 151437778.2194 | 0 | 0 | 0 | 0 | 0 | MP12 | 3 | 0.010364 | 1 | 0.031092 | 11.2242 | 3.7414 | 361 | O.07 | Active
| 1 | 3 | 11.13.1.4 | Cable Tie (PVC Coated Stainless Steel) - 240mm Long, 8.0mm Wide Length | - | BULK MATERIAL | 43 | 476699.1256 | 0 | 0 | 0 | 20498062.4006 | 0 | 0 | 0 | 0 | 0 | MP12 | 3 | 0.010364 | 1 | 0.031092 | 1.337 | 0.44565 | 43 | O.07 | Active
| 1 | 3 | 11.13.1.5 | Cable Tie (PVC Coated Stainless Steel) - 360mm Long, 4.6mm Wide Length | - | BULK MATERIAL | 632 | 672336.4467 | 0 | 0 | 0 | 424916634.3402 | 0 | 0 | 0 | 0 | 0 | MP12 | 3 | 0.010364 | 1 | 0.031092 | 19.6502 | 6.5501 | 632 | O.07 | Active
| 1 | 3 | 11.13.1.6 | Cable Tie (PVC Coated Stainless Steel) - 400mm Long, 8.0mm Wide Length | - | BULK MATERIAL | 26 | 1109374.2051 | 0 | 0 | 0 | 28843729.3323 | 0 | 0 | 0 | 0 | 0 | MP12 | 3 | 0.010364 | 1 | 0.031092 | 0.80839 | 0.26946 | 26 | O.07 | Active
| 1 | 3 | 11.13.1.7 | Cable Tie (PVC Coated Stainless Steel) - 520mm Long, 4.6mm Wide Length | - | BULK MATERIAL | 0 | 0 | 0 | 0 | 0 | 0 | 0 | 0 | 0 | 0 | 0 | - | 0 | 0 | 0 | 0 | 0 | 0 | 0 | - | Inactive
| 0 | 2 | 11.13.2 | Cable Tie | - | BULK MATERIAL | 0 | 0 | 0 | 0 | 0 | 0 | 0 | 0 | 0 | 0 | 0 | - | 0 | 0 | 0 | 0 | 0 | 0 | 0 | - | Inactive
| 1 | 3 | 11.13.2.1 | Cable Tie (PVC Nylonl) - 150mm Long, 4.6mm Wide Length | - | BULK MATERIAL | 0 | 0 | 0 | 0 | 0 | 0 | 0 | 0 | 0 | 0 | 0 | - | 0 | 0 | 0 | 0 | 0 | 0 | 0 | - | Inactive
| 1 | 3 | 11.13.2.2 | Cable Tie (PVC Nylonl) - 200mm Long, 4.6mm Wide Length | - | BULK MATERIAL | 0 | 0 | 0 | 0 | 0 | 0 | 0 | 0 | 0 | 0 | 0 | - | 0 | 0 | 0 | 0 | 0 | 0 | 0 | - | Inactive
| 1 | 3 | 11.13.2.3 | Cable Tie (PVC Nylonl) - 270mm Long, 4.6mm Wide Length | - | BULK MATERIAL | 0 | 0 | 0 | 0 | 0 | 0 | 0 | 0 | 0 | 0 | 0 | - | 0 | 0 | 0 | 0 | 0 | 0 | 0 | - | Inactive
| 1 | 3 | 11.13.2.4 | Cable Tie (PVC Nylonl) - 360mm Long, 4.6mm Wide Length | - | BULK MATERIAL | 0 | 0 | 0 | 0 | 0 | 0 | 0 | 0 | 0 | 0 | 0 | - | 0 | 0 | 0 | 0 | 0 | 0 | 0 | - | Inactive
| 1 | 3 | 11.13.2.5 | Cable Tie (PVC Nylonl) - 520mm Long, 4.6mm Wide Length | - | BULK MATERIAL | 0 | 0 | 0 | 0 | 0 | 0 | 0 | 0 | 0 | 0 | 0 | - | 0 | 0 | 0 | 0 | 0 | 0 | 0 | - | Inactive
| 0 | 1 | 11.14 | Wire Marker | - | BULK MATERIAL | 0 | 0 | 0 | 0 | 0 | 0 | 0 | 0 | 0 | 0 | 0 | - | 0 | 0 | 0 | 0 | 0 | 0 | 0 | - | Inactive
| 1 | 2 | 11.14.1 | Wire Marker - 1.5mmØ | - | BULK MATERIAL | 0 | 0 | 0 | 0 | 0 | 0 | 0 | 0 | 0 | 0 | 0 | - | 0 | 0 | 0 | 0 | 0 | 0 | 0 | - | Inactive
| 1 | 2 | 11.14.2 | Wire Marker - 2.5mmØ | - | BULK MATERIAL | 0 | 0 | 0 | 0 | 0 | 0 | 0 | 0 | 0 | 0 | 0 | - | 0 | 0 | 0 | 0 | 0 | 0 | 0 | - | Inactive
| 1 | 2 | 11.14.3 | Wire Marker - 3mmØ | - | BULK MATERIAL | 0 | 0 | 0 | 0 | 0 | 0 | 0 | 0 | 0 | 0 | 0 | - | 0 | 0 | 0 | 0 | 0 | 0 | 0 | - | Inactive
| 1 | 2 | 11.14.4 | Wire Marker - 4mmØ | - | BULK MATERIAL | 0 | 0 | 0 | 0 | 0 | 0 | 0 | 0 | 0 | 0 | 0 | - | 0 | 0 | 0 | 0 | 0 | 0 | 0 | - | Inactive
| 1 | 2 | 11.14.5 | Wire Marker - 6mmØ | - | BULK MATERIAL | 0 | 0 | 0 | 0 | 0 | 0 | 0 | 0 | 0 | 0 | 0 | - | 0 | 0 | 0 | 0 | 0 | 0 | 0 | - | Inactive
| 0 | 1 | 11.15 | Wire Marking Machine | - | BULK MATERIAL | 0 | 0 | 0 | 0 | 0 | 0 | 0 | 0 | 0 | 0 | 0 | - | 0 | 0 | 0 | 0 | 0 | 0 | 0 | - | Inactive
| 1 | 2 | 11.15.1 | Cable ID Marker (Alphanumeric) | - | BULK MATERIAL | 0 | 0 | 0 | 0 | 0 | 0 | 0 | 0 | 0 | 0 | 0 | - | 0 | 0 | 0 | 0 | 0 | 0 | 0 | - | Inactive
| 1 | 2 | 11.15.2 | Ink Ribbon for 100m Printing | - | BULK MATERIAL | 0 | 0 | 0 | 0 | 0 | 0 | 0 | 0 | 0 | 0 | 0 | - | 0 | 0 | 0 | 0 | 0 | 0 | 0 | - | Inactive
| 0 | 1 | 11.16 | Cable Heat Shrinkable Tube | - | BULK MATERIAL | 0 | 0 | 0 | 0 | 0 | 0 | 0 | 0 | 0 | 0 | 0 | - | 0 | 0 | 0 | 0 | 0 | 0 | 35 | - | Active
| 0 | 2 | 11.16.1 | Red, Yellow, Blue Color each 1 Roll = 1Set | - | BULK MATERIAL | 0 | 0 | 0 | 0 | 0 | 0 | 0 | 0 | 0 | 0 | 0 | - | 0 | 0 | 0 | 0 | 0 | 0 | 8 | - | Active
| 1 | 3 | 11.16.1.1 | Cable Heat Shrinkable Tube (Red, Yellow, Blue Color ) - 3.5mmØ(Before Shrink Size) | - | BULK MATERIAL | 2 | 1070.4822 | 0 | 0 | 0 | 2140.9645 | 0 | 0 | 0 | 0 | 0 | MP12 | 3 | 0.010364 | 1 | 0.031092 | 0.062184 | 0.020728 | 2 | O.08 | Active
| 1 | 3 | 11.16.1.2 | Cable Heat Shrinkable Tube (Red, Yellow, Blue Color ) - 7mmØ(Before Shrink Size) | - | BULK MATERIAL | 2 | 2140.9645 | 0 | 0 | 0 | 4281.929 | 0 | 0 | 0 | 0 | 0 | MP12 | 3 | 0.010364 | 1 | 0.031092 | 0.062184 | 0.020728 | 2 | O.08 | Active
| 1 | 3 | 11.16.1.3 | Cable Heat Shrinkable Tube (Red, Yellow, Blue Color ) - 13mmØ(Before Shrink Size) | - | BULK MATERIAL | 2 | 2810.0159 | 0 | 0 | 0 | 5620.0318 | 0 | 0 | 0 | 0 | 0 | MP12 | 3 | 0.010364 | 1 | 0.031092 | 0.062184 | 0.020728 | 2 | O.08 | Active
| 1 | 3 | 11.16.1.4 | Cable Heat Shrinkable Tube (Red, Yellow, Blue Color ) - 25mmØ(Before Shrink Size) | - | BULK MATERIAL | 2 | 4817.1701 | 0 | 0 | 0 | 9634.3402 | 0 | 0 | 0 | 0 | 0 | MP12 | 3 | 0.010364 | 1 | 0.031092 | 0.062184 | 0.020728 | 2 | O.08 | Active
| 1 | 3 | 11.16.1.5 | Cable Heat Shrinkable Tube (Red, Yellow, Blue Color ) - 38mmØ(Before Shrink Size) | - | BULK MATERIAL | 0 | 0 | 0 | 0 | 0 | 0 | 0 | 0 | 0 | 0 | 0 | - | 0 | 0 | 0 | 0 | 0 | 0 | 0 | - | Inactive
| 0 | 2 | 11.16.2 | Yellow / Green | - | BULK MATERIAL | 0 | 0 | 0 | 0 | 0 | 0 | 0 | 0 | 0 | 0 | 0 | - | 0 | 0 | 0 | 0 | 0 | 0 | 8 | - | Active
| 1 | 3 | 11.16.2.1 | Cable Heat Shrinkable Tube (Yellow / Green ) - 3.5mmØ(Before Shrink Size) | - | BULK MATERIAL | 2 | 1070.4822 | 0 | 0 | 0 | 2140.9645 | 0 | 0 | 0 | 0 | 0 | MP12 | 3 | 0.010364 | 1 | 0.031092 | 0.062184 | 0.020728 | 2 | O.08 | Active
| 1 | 3 | 11.16.2.2 | Cable Heat Shrinkable Tube (Yellow / Green ) - 7mmØ(Before Shrink Size) | - | BULK MATERIAL | 2 | 2140.9645 | 0 | 0 | 0 | 4281.929 | 0 | 0 | 0 | 0 | 0 | MP12 | 3 | 0.010364 | 1 | 0.031092 | 0.062184 | 0.020728 | 2 | O.08 | Active
| 1 | 3 | 11.16.2.3 | Cable Heat Shrinkable Tube (Yellow / Green ) - 13mmØ(Before Shrink Size) | - | BULK MATERIAL | 2 | 2810.0159 | 0 | 0 | 0 | 5620.0318 | 0 | 0 | 0 | 0 | 0 | MP12 | 3 | 0.010364 | 1 | 0.031092 | 0.062184 | 0.020728 | 2 | O.08 | Active
| 1 | 3 | 11.16.2.4 | Cable Heat Shrinkable Tube (Yellow / Green ) - 25mmØ(Before Shrink Size) | - | BULK MATERIAL | 2 | 4817.1701 | 0 | 0 | 0 | 9634.3402 | 0 | 0 | 0 | 0 | 0 | MP12 | 3 | 0.010364 | 1 | 0.031092 | 0.062184 | 0.020728 | 2 | O.08 | Active
| 1 | 3 | 11.16.2.5 | Cable Heat Shrinkable Tube (Yellow / Green ) - 38mmØ(Before Shrink Size) | - | BULK MATERIAL | 0 | 0 | 0 | 0 | 0 | 0 | 0 | 0 | 0 | 0 | 0 | - | 0 | 0 | 0 | 0 | 0 | 0 | 0 | - | Inactive
| 0 | 2 | 11.16.3 | Black | - | BULK MATERIAL | 0 | 0 | 0 | 0 | 0 | 0 | 0 | 0 | 0 | 0 | 0 | - | 0 | 0 | 0 | 0 | 0 | 0 | 14 | - | Active
| 1 | 3 | 11.16.3.1 | Cable Heat Shrinkable Tube (Black) - 3.5mmØ(Before Shrink Size) | - | BULK MATERIAL | 8 | 1070.4822 | 0 | 0 | 0 | 8563.858 | 0 | 0 | 0 | 0 | 0 | MP12 | 3 | 0.010364 | 1 | 0.031092 | 0.24874 | 0.082912 | 8 | O.08 | Active
| 1 | 3 | 11.16.3.2 | Cable Heat Shrinkable Tube (Black) - 7mmØ(Before Shrink Size) | - | BULK MATERIAL | 2 | 2140.9645 | 0 | 0 | 0 | 4281.929 | 0 | 0 | 0 | 0 | 0 | MP12 | 3 | 0.010364 | 1 | 0.031092 | 0.062184 | 0.020728 | 2 | O.08 | Active
| 1 | 3 | 11.16.3.3 | Cable Heat Shrinkable Tube (Black) - 13mmØ(Before Shrink Size) | - | BULK MATERIAL | 2 | 2810.0159 | 0 | 0 | 0 | 5620.0318 | 0 | 0 | 0 | 0 | 0 | MP12 | 3 | 0.010364 | 1 | 0.031092 | 0.062184 | 0.020728 | 2 | O.08 | Active
| 1 | 3 | 11.16.3.4 | Cable Heat Shrinkable Tube (Black) - 25mmØ(Before Shrink Size) | - | BULK MATERIAL | 2 | 4817.1701 | 0 | 0 | 0 | 9634.3402 | 0 | 0 | 0 | 0 | 0 | MP12 | 3 | 0.010364 | 1 | 0.031092 | 0.062184 | 0.020728 | 2 | O.08 | Active
| 1 | 3 | 11.16.3.5 | Cable Heat Shrinkable Tube (Black) - 38mmØ(Before Shrink Size) | - | BULK MATERIAL | 0 | 0 | 0 | 0 | 0 | 0 | 0 | 0 | 0 | 0 | 0 | - | 0 | 0 | 0 | 0 | 0 | 0 | 0 | - | Inactive
| 1 | 3 | 11.16.3.6 | Cable Heat Shrinkable Tube (Black) - 65mmØ(Before Shrink Size) | - | BULK MATERIAL | 0 | 0 | 0 | 0 | 0 | 0 | 0 | 0 | 0 | 0 | 0 | - | 0 | 0 | 0 | 0 | 0 | 0 | 0 | - | Inactive
| 1 | 3 | 11.16.3.7 | Cable Heat Shrinkable Tube (Black) - 100mmØ(Before Shrink Size) | - | BULK MATERIAL | 0 | 0 | 0 | 0 | 0 | 0 | 0 | 0 | 0 | 0 | 0 | - | 0 | 0 | 0 | 0 | 0 | 0 | 0 | - | Inactive
| 0 | 2 | 11.16.4 | Green | - | BULK MATERIAL | 0 | 0 | 0 | 0 | 0 | 0 | 0 | 0 | 0 | 0 | 0 | - | 0 | 0 | 0 | 0 | 0 | 0 | 0 | - | Inactive
| 1 | 3 | 11.16.4.1 | Cable Heat Shrinkable Tube (Green) - 2mmØ(Before Shrink Size) | - | BULK MATERIAL | 0 | 0 | 0 | 0 | 0 | 0 | 0 | 0 | 0 | 0 | 0 | - | 0 | 0 | 0 | 0 | 0 | 0 | 0 | - | Inactive
| 1 | 3 | 11.16.4.2 | Cable Heat Shrinkable Tube (Green) - 3.5mmØ(Before Shrink Size) | - | BULK MATERIAL | 0 | 0 | 0 | 0 | 0 | 0 | 0 | 0 | 0 | 0 | 0 | - | 0 | 0 | 0 | 0 | 0 | 0 | 0 | - | Inactive
| 1 | 3 | 11.16.4.3 | Cable Heat Shrinkable Tube (Green) - 7mmØ(Before Shrink Size) | - | BULK MATERIAL | 0 | 0 | 0 | 0 | 0 | 0 | 0 | 0 | 0 | 0 | 0 | - | 0 | 0 | 0 | 0 | 0 | 0 | 0 | - | Inactive
| 1 | 3 | 11.16.4.4 | Cable Heat Shrinkable Tube (Green) - 13mmØ(Before Shrink Size) | - | BULK MATERIAL | 0 | 0 | 0 | 0 | 0 | 0 | 0 | 0 | 0 | 0 | 0 | - | 0 | 0 | 0 | 0 | 0 | 0 | 0 | - | Inactive
| 1 | 3 | 11.16.4.5 | Cable Heat Shrinkable Tube (Green) - 25mmØ(Before Shrink Size) | - | BULK MATERIAL | 0 | 0 | 0 | 0 | 0 | 0 | 0 | 0 | 0 | 0 | 0 | - | 0 | 0 | 0 | 0 | 0 | 0 | 0 | - | Inactive
| 0 | 2 | 11.16.5 | Red | - | BULK MATERIAL | 0 | 0 | 0 | 0 | 0 | 0 | 0 | 0 | 0 | 0 | 0 | - | 0 | 0 | 0 | 0 | 0 | 0 | 5 | - | Active
| 1 | 3 | 11.16.5.1 | Cable Heat Shrinkable Tube (Green) - 3.5mmØ(Before Shrink Size) | - | BULK MATERIAL | 2 | 1070.4822 | 0 | 0 | 0 | 2140.9645 | 0 | 0 | 0 | 0 | 0 | MP12 | 3 | 0.010364 | 1 | 0.031092 | 0.062184 | 0.020728 | 2 | O.08 | Active
| 1 | 3 | 11.16.5.2 | Cable Heat Shrinkable Tube (Green) - 7mmØ(Before Shrink Size) | - | BULK MATERIAL | 1 | 2140.9645 | 0 | 0 | 0 | 2140.9645 | 0 | 0 | 0 | 0 | 0 | MP12 | 3 | 0.010364 | 1 | 0.031092 | 0.031092 | 0.010364 | 1 | O.08 | Active
| 1 | 3 | 11.16.5.3 | Cable Heat Shrinkable Tube (Green) - 13mmØ(Before Shrink Size) | - | BULK MATERIAL | 1 | 2810.0159 | 0 | 0 | 0 | 2810.0159 | 0 | 0 | 0 | 0 | 0 | MP12 | 3 | 0.010364 | 1 | 0.031092 | 0.031092 | 0.010364 | 1 | O.08 | Active
| 1 | 3 | 11.16.5.4 | Cable Heat Shrinkable Tube (Green) - 25mmØ(Before Shrink Size) | - | BULK MATERIAL | 1 | 4817.1701 | 0 | 0 | 0 | 4817.1701 | 0 | 0 | 0 | 0 | 0 | MP12 | 3 | 0.010364 | 1 | 0.031092 | 0.031092 | 0.010364 | 1 | O.08 | Active
| 0 | 1 | 11.17 | Cable Marker | - | BULK MATERIAL | 0 | 0 | 0 | 0 | 0 | 0 | 0 | 0 | 0 | 0 | 0 | - | 0 | 0 | 0 | 0 | 0 | 0 | 39120 | - | Active
| 0 | 2 | 11.17.1 | Cable Marker | - | BULK MATERIAL | 0 | 0 | 0 | 0 | 0 | 0 | 0 | 0 | 0 | 0 | 0 | - | 0 | 0 | 0 | 0 | 0 | 0 | 36016 | - | Active
| 1 | 3 | 11.17.1.1 | Cable Marker - 19mm(W) x 90mm(L) x 0.3mm (T) | - | BULK MATERIAL | 0 | 0 | 0 | 0 | 0 | 0 | 0 | 0 | 0 | 0 | 0 | - | 0 | 0 | 0 | 0 | 0 | 0 | 0 | - | Inactive
| 1 | 3 | 11.17.1.2 | Cable Marker - 19mm(W) x 89mm(L) x 0.3mm (T) | - | BULK MATERIAL | 36016 | 9032.194 | 0 | 0 | 0 | 325303497.6153 | 0 | 0 | 0 | 0 | 0 | MP15 | 3 | 0.010364 | 1 | 0.031092 | 1119.8115 | 373.2705 | 36016 | O.09 | Active
| 1 | 2 | 11.17.2 | Cable Marker Strip | - | BULK MATERIAL | 0 | 0 | 0 | 0 | 0 | 0 | 0 | 0 | 0 | 0 | 0 | - | 0 | 0 | 0 | 0 | 0 | 0 | 0 | - | Inactive
| 0 | 2 | 11.17.3 | Cable Marker | - | BULK MATERIAL | 0 | 0 | 0 | 0 | 0 | 0 | 0 | 0 | 0 | 0 | 0 | - | 0 | 0 | 0 | 0 | 0 | 0 | 3104 | - | Active
| 1 | 3 | 11.17.3.1 | Cable Marker - 19mm(W) x 120mm(L) x 0.3mm (T) | - | BULK MATERIAL | 3104 | 10035.7711 | 0 | 0 | 0 | 31151033.3863 | 0 | 0 | 0 | 0 | 0 | MP16 | 3 | 0.010364 | 1 | 0.031092 | 96.5097 | 32.1699 | 3104 | O.09 | Active
| 1 | 2 | 11.17.4 | Tool/machine for Cable Marker Stainless Steel | - | BULK MATERIAL | 0 | 0 | 0 | 0 | 0 | 0 | 0 | 0 | 0 | 0 | 0 | - | 0 | 0 | 0 | 0 | 0 | 0 | 0 | - | Inactive
| 1 | 2 | 11.17.5 | Carrier Strip | - | BULK MATERIAL | 0 | 0 | 0 | 0 | 0 | 0 | 0 | 0 | 0 | 0 | 0 | - | 0 | 0 | 0 | 0 | 0 | 0 | 0 | - | Inactive
| 1 | 2 | 11.17.6 | Semi-Rigid Black PVC, c/w Marker Strip 8mm (W) x 240mm (L) : 2 ea | - | BULK MATERIAL | 0 | 0 | 0 | 0 | 0 | 0 | 0 | 0 | 0 | 0 | 0 | - | 0 | 0 | 0 | 0 | 0 | 0 | 0 | - | Inactive
| 1 | 2 | 11.17.7 | Engraving Machine for Stainless Steel Sheet | - | BULK MATERIAL | 0 | 0 | 0 | 0 | 0 | 0 | 0 | 0 | 0 | 0 | 0 | - | 0 | 0 | 0 | 0 | 0 | 0 | 0 | - | Inactive
| 0 | 1 | 11.18 | Cable Route Marker | - | BULK MATERIAL | 0 | 0 | 0 | 0 | 0 | 0 | 0 | 0 | 0 | 0 | 0 | - | 0 | 0 | 0 | 0 | 0 | 0 | 391 | - | Active
| 0 | 2 | 11.18.1 | Cable Route & Splicing Marker | - | BULK MATERIAL | 0 | 0 | 0 | 0 | 0 | 0 | 0 | 0 | 0 | 0 | 0 | - | 0 | 0 | 0 | 0 | 0 | 0 | 0 | - | Inactive
| 1 | 3 | 11.18.1.1 | Single Arrow Marker | - | BULK MATERIAL | 0 | 0 | 0 | 0 | 0 | 0 | 0 | 0 | 0 | 0 | 0 | - | 0 | 0 | 0 | 0 | 0 | 0 | 0 | - | Inactive
| 1 | 3 | 11.18.1.2 | Double Arrow Marker | - | BULK MATERIAL | 0 | 0 | 0 | 0 | 0 | 0 | 0 | 0 | 0 | 0 | 0 | - | 0 | 0 | 0 | 0 | 0 | 0 | 0 | - | Inactive
| 1 | 3 | 11.18.1.3 | Cable Splicing Marker | - | BULK MATERIAL | 0 | 0 | 0 | 0 | 0 | 0 | 0 | 0 | 0 | 0 | 0 | - | 0 | 0 | 0 | 0 | 0 | 0 | 0 | - | Inactive
| 0 | 2 | 11.18.2 | Cable Route & Splicing Marker | - | BULK MATERIAL | 0 | 0 | 0 | 0 | 0 | 0 | 0 | 0 | 0 | 0 | 0 | - | 0 | 0 | 0 | 0 | 0 | 0 | 119 | - | Active
| 1 | 3 | 11.18.2.1 | Cable Route & Splicing Marker - SIGN-A | - | BULK MATERIAL | 67 | 0 | 0 | 0 | 0 | 0 | 0 | 0 | 0 | 0 | 0 | MP16 | 3 | 0.010364 | 1 | 0.031092 | 2.0832 | 0.69439 | 67 | O.10 | Active
| 1 | 3 | 11.18.2.2 | Cable Route & Splicing Marker - SIGN-B1 | - | BULK MATERIAL | 19 | 0 | 0 | 0 | 0 | 0 | 0 | 0 | 0 | 0 | 0 | MP16 | 3 | 0.010364 | 1 | 0.031092 | 0.59075 | 0.19692 | 19 | O.10 | Active
| 1 | 3 | 11.18.2.3 | Cable Route & Splicing Marker - SIGN-B2 | - | BULK MATERIAL | 10 | 0 | 0 | 0 | 0 | 0 | 0 | 0 | 0 | 0 | 0 | MP16 | 3 | 0.010364 | 1 | 0.031092 | 0.31092 | 0.10364 | 10 | O.10 | Active
| 1 | 3 | 11.18.2.4 | Cable Route & Splicing Marker - SIGN-C | - | BULK MATERIAL | 11 | 0 | 0 | 0 | 0 | 0 | 0 | 0 | 0 | 0 | 0 | MP16 | 3 | 0.010364 | 1 | 0.031092 | 0.34201 | 0.114 | 11 | O.10 | Active
| 1 | 3 | 11.18.2.5 | Cable Route & Splicing Marker - SIGN-D | - | BULK MATERIAL | 12 | 0 | 0 | 0 | 0 | 0 | 0 | 0 | 0 | 0 | 0 | MP16 | 3 | 0.010364 | 1 | 0.031092 | 0.3731 | 0.12437 | 12 | O.10 | Active
| 1 | 3 | 11.18.2.6 | Cable Route & Splicing Marker - SIGN-E | - | BULK MATERIAL | 0 | 0 | 0 | 0 | 0 | 0 | 0 | 0 | 0 | 0 | 0 | - | 0 | 0 | 0 | 0 | 0 | 0 | 0 | - | Inactive
| 1 | 3 | 11.18.2.7 | Cable Route & Splicing Marker - SIGN-F | - | BULK MATERIAL | 0 | 0 | 0 | 0 | 0 | 0 | 0 | 0 | 0 | 0 | 0 | - | 0 | 0 | 0 | 0 | 0 | 0 | 0 | - | Inactive
| 1 | 3 | 11.18.2.8 | Cable Route & Splicing Marker - SIGN-G (FOR SPLICE) | - | BULK MATERIAL | 0 | 0 | 0 | 0 | 0 | 0 | 0 | 0 | 0 | 0 | 0 | - | 0 | 0 | 0 | 0 | 0 | 0 | 0 | - | Inactive
| 1 | 2 | 11.18.3 | Cable Route Marker Plate - - Size : 200mm x 150mm x 3t | - | BULK MATERIAL | 119 | 0 | 0 | 0 | 0 | 0 | 0 | 0 | 0 | 0 | 0 | MP16 | 3 | 0.010364 | 1 | 0.031092 | 3.7 | 1.2333 | 119 | O.10 | Active
| 1 | 2 | 11.18.4 | Cable Route Marker Post - - Size : 100mm(L) x 100mm(W) x 800mm(D) | - | BULK MATERIAL | 153 | 0 | 0 | 0 | 0 | 0 | 0 | 0 | 0 | 0 | 0 | MP16 | 3 | 0.010364 | 1 | 0.031092 | 4.7571 | 1.5857 | 153 | O.10 | Active
| 1 | 1 | 11.19 | Beam Clamp | - | BULK MATERIAL | 0 | 0 | 0 | 0 | 0 | 0 | 0 | 0 | 0 | 0 | 0 | - | 0 | 0 | 0 | 0 | 0 | 0 | 0 | - | Inactive
| 1 | 1 | 11.20 | Cable Saddle | - | BULK MATERIAL | 0 | 0 | 0 | 0 | 0 | 0 | 0 | 0 | 0 | 0 | 0 | - | 0 | 0 | 0 | 0 | 0 | 0 | 0 | - | Inactive
| 0 | 1 | 11.21 | PVC Vinyl Tape | - | BULK MATERIAL | 0 | 0 | 0 | 0 | 0 | 0 | 0 | 0 | 0 | 0 | 0 | - | 0 | 0 | 0 | 0 | 0 | 0 | 0 | - | Inactive
| 1 | 2 | 11.21.1 | PVC Vinyl Tape - Black | - | BULK MATERIAL | 0 | 0 | 0 | 0 | 0 | 0 | 0 | 0 | 0 | 0 | 0 | - | 0 | 0 | 0 | 0 | 0 | 0 | 0 | - | Inactive
| 1 | 2 | 11.21.2 | PVC Vinyl Tape - Green/Yellow | - | BULK MATERIAL | 0 | 0 | 0 | 0 | 0 | 0 | 0 | 0 | 0 | 0 | 0 | - | 0 | 0 | 0 | 0 | 0 | 0 | 0 | - | Inactive
| 1 | 2 | 11.21.3 | PVC Vinyl Tape - Red | - | BULK MATERIAL | 0 | 0 | 0 | 0 | 0 | 0 | 0 | 0 | 0 | 0 | 0 | - | 0 | 0 | 0 | 0 | 0 | 0 | 0 | - | Inactive
| 1 | 2 | 11.21.4 | PVC Vinyl Tape - Yellow | - | BULK MATERIAL | 0 | 0 | 0 | 0 | 0 | 0 | 0 | 0 | 0 | 0 | 0 | - | 0 | 0 | 0 | 0 | 0 | 0 | 0 | - | Inactive
| 1 | 2 | 11.21.5 | PVC Vinyl Tape - Blue | - | BULK MATERIAL | 0 | 0 | 0 | 0 | 0 | 0 | 0 | 0 | 0 | 0 | 0 | - | 0 | 0 | 0 | 0 | 0 | 0 | 0 | - | Inactive
| 1 | 2 | 11.21.6 | PVC Vinyl Tape - Green | - | BULK MATERIAL | 0 | 0 | 0 | 0 | 0 | 0 | 0 | 0 | 0 | 0 | 0 | - | 0 | 0 | 0 | 0 | 0 | 0 | 0 | - | Inactive
| 0 | 1 | 11.22 | Electrical Insulation Tape | - | BULK MATERIAL | 0 | 0 | 0 | 0 | 0 | 0 | 0 | 0 | 0 | 0 | 0 | - | 0 | 0 | 0 | 0 | 0 | 0 | 0 | - | Inactive
| 0 | 2 | 11.22.1 | PVC Insulation Tape | - | BULK MATERIAL | 0 | 0 | 0 | 0 | 0 | 0 | 0 | 0 | 0 | 0 | 0 | - | 0 | 0 | 0 | 0 | 0 | 0 | 0 | - | Inactive
| 1 | 3 | 11.22.1.1 | PVC Insulation Tape - Green Color | - | BULK MATERIAL | 0 | 0 | 0 | 0 | 0 | 0 | 0 | 0 | 0 | 0 | 0 | - | 0 | 0 | 0 | 0 | 0 | 0 | 0 | - | Inactive
| 1 | 3 | 11.22.1.2 | PVC Insulation Tape - Red Color | - | BULK MATERIAL | 0 | 0 | 0 | 0 | 0 | 0 | 0 | 0 | 0 | 0 | 0 | - | 0 | 0 | 0 | 0 | 0 | 0 | 0 | - | Inactive
| 1 | 3 | 11.22.1.3 | PVC Insulation Tape - Yellow Color | - | BULK MATERIAL | 0 | 0 | 0 | 0 | 0 | 0 | 0 | 0 | 0 | 0 | 0 | - | 0 | 0 | 0 | 0 | 0 | 0 | 0 | - | Inactive
| 1 | 3 | 11.22.1.4 | PVC Insulation Tape - Black Color | - | BULK MATERIAL | 0 | 0 | 0 | 0 | 0 | 0 | 0 | 0 | 0 | 0 | 0 | - | 0 | 0 | 0 | 0 | 0 | 0 | 0 | - | Inactive
| 1 | 3 | 11.22.1.5 | PVC Insulation Tape - Blue Color | - | BULK MATERIAL | 0 | 0 | 0 | 0 | 0 | 0 | 0 | 0 | 0 | 0 | 0 | - | 0 | 0 | 0 | 0 | 0 | 0 | 0 | - | Inactive
| 1 | 2 | 11.22.2 | Self Fusing Insulation Tape | - | BULK MATERIAL | 0 | 0 | 0 | 0 | 0 | 0 | 0 | 0 | 0 | 0 | 0 | - | 0 | 0 | 0 | 0 | 0 | 0 | 0 | - | Inactive
| 1 | 1 | 11.23 | Galvanizing Paint (5 Kg/can or Mfr Std) | - | BULK MATERIAL | 0 | 0 | 0 | 0 | 0 | 0 | 0 | 0 | 0 | 0 | 0 | - | 0 | 0 | 0 | 0 | 0 | 0 | 0 | - | Inactive
| 1 | 1 | 11.24 | Rubber Mat/Insulating Mat for Electrical Safety and Protection. - 0.6 x 10 M (appx weight : 44 kg) /Pcs | - | BULK MATERIAL | 0 | 0 | 0 | 0 | 0 | 0 | 0 | 0 | 0 | 0 | 0 | - | 0 | 0 | 0 | 0 | 0 | 0 | 0 | - | Inactive
| 1 | 1 | 11.25 | Mastic Compound for Sealing | - | BULK MATERIAL | 0 | 0 | 0 | 0 | 0 | 0 | 0 | 0 | 0 | 0 | 0 | - | 0 | 0 | 0 | 0 | 0 | 0 | 0 | - | Inactive
| 0 | 1 | 11.26 | Sealing Compound | - | BULK MATERIAL | 0 | 0 | 0 | 0 | 0 | 0 | 0 | 0 | 0 | 0 | 0 | - | 0 | 0 | 0 | 0 | 0 | 0 | 21 | - | Active
| 1 | 2 | 11.26.1 | Filling foam 750 ml/can | - | BULK MATERIAL | 0 | 0 | 0 | 0 | 0 | 0 | 0 | 0 | 0 | 0 | 0 | - | 0 | 0 | 0 | 0 | 0 | 0 | 0 | - | Inactive
| 0 | 2 | 11.26.2 | Sealing Compound (For 15 - 100 Degree Celcius Ambient Temp.), 5 Kg/Bag | - | BULK MATERIAL | 0 | 0 | 0 | 0 | 0 | 0 | 0 | 0 | 0 | 0 | 0 | - | 0 | 0 | 0 | 0 | 0 | 0 | 0 | - | Inactive
| 1 | 3 | 11.26.2.1 | Non Hardening Type | - | BULK MATERIAL | 0 | 0 | 0 | 0 | 0 | 0 | 0 | 0 | 0 | 0 | 0 | - | 0 | 0 | 0 | 0 | 0 | 0 | 0 | - | Inactive
| 1 | 3 | 11.26.2.2 | Hardening Type | - | BULK MATERIAL | 0 | 0 | 0 | 0 | 0 | 0 | 0 | 0 | 0 | 0 | 0 | - | 0 | 0 | 0 | 0 | 0 | 0 | 0 | - | Inactive
| 1 | 2 | 11.26.3 | Foam, Expanding, 500g, Spay Foam | - | BULK MATERIAL | 21 | 334525.7022 | 0 | 0 | 0 | 7025039.7456 | 0 | 0 | 0 | 0 | 0 | MP16 | 3 | 0.010364 | 1 | 0.031092 | 0.65293 | 0.21764 | 21 | O.11 | Active
| 1 | 2 | 11.26.4 | Duct seal Putty, Mineral Oil Resistant. | - | BULK MATERIAL | 0 | 0 | 0 | 0 | 0 | 0 | 0 | 0 | 0 | 0 | 0 | - | 0 | 0 | 0 | 0 | 0 | 0 | 0 | - | Inactive
| 1 | 1 | 11.27 | Fire Resistant Sealing Material for wall or Floor Opening | - | BULK MATERIAL | 0 | 0 | 0 | 0 | 0 | 0 | 0 | 0 | 0 | 0 | 0 | - | 0 | 0 | 0 | 0 | 0 | 0 | 0 | - | Inactive
| 0 | 1 | 11.28 | One Hole Conduit Strap | - | BULK MATERIAL | 0 | 0 | 0 | 0 | 0 | 0 | 0 | 0 | 0 | 0 | 0 | - | 0 | 0 | 0 | 0 | 0 | 0 | 0 | - | Inactive
| 1 | 2 | 11.28.1 | One Hole Conduit Strap (Hot dip galvanized) - M25(3/4") | - | BULK MATERIAL | 0 | 0 | 0 | 0 | 0 | 0 | 0 | 0 | 0 | 0 | 0 | - | 0 | 0 | 0 | 0 | 0 | 0 | 0 | - | Inactive
| 1 | 2 | 11.28.2 | One Hole Conduit Strap (Hot dip galvanized) - M32(1") | - | BULK MATERIAL | 0 | 0 | 0 | 0 | 0 | 0 | 0 | 0 | 0 | 0 | 0 | - | 0 | 0 | 0 | 0 | 0 | 0 | 0 | - | Inactive
| 1 | 2 | 11.28.3 | One Hole Conduit Strap (Hot dip galvanized) - M40(1-1/4") | - | BULK MATERIAL | 0 | 0 | 0 | 0 | 0 | 0 | 0 | 0 | 0 | 0 | 0 | - | 0 | 0 | 0 | 0 | 0 | 0 | 0 | - | Inactive
| 1 | 2 | 11.28.4 | One Hole Conduit Strap (Hot dip galvanized) - M50(1-1/2") | - | BULK MATERIAL | 0 | 0 | 0 | 0 | 0 | 0 | 0 | 0 | 0 | 0 | 0 | - | 0 | 0 | 0 | 0 | 0 | 0 | 0 | - | Inactive
| 1 | 2 | 11.28.5 | One Hole Conduit Strap (Hot dip galvanized) - M63(2") | - | BULK MATERIAL | 0 | 0 | 0 | 0 | 0 | 0 | 0 | 0 | 0 | 0 | 0 | - | 0 | 0 | 0 | 0 | 0 | 0 | 0 | - | Inactive
| 1 | 2 | 11.28.6 | One Hole Conduit Strap (Hot dip galvanized) - M75(2-1/2") | - | BULK MATERIAL | 0 | 0 | 0 | 0 | 0 | 0 | 0 | 0 | 0 | 0 | 0 | - | 0 | 0 | 0 | 0 | 0 | 0 | 0 | - | Inactive
| 1 | 2 | 11.28.7 | One Hole Conduit Strap (Hot dip galvanized) - M90(3") | - | BULK MATERIAL | 0 | 0 | 0 | 0 | 0 | 0 | 0 | 0 | 0 | 0 | 0 | - | 0 | 0 | 0 | 0 | 0 | 0 | 0 | - | Inactive
| 1 | 2 | 11.28.8 | One Hole Conduit Strap (Hot dip galvanized) - M110(4") | - | BULK MATERIAL | 0 | 0 | 0 | 0 | 0 | 0 | 0 | 0 | 0 | 0 | 0 | - | 0 | 0 | 0 | 0 | 0 | 0 | 0 | - | Inactive
| 0 | 1 | 11.29 | Cable Clamp for Unistrut Channel | - | BULK MATERIAL | 0 | 0 | 0 | 0 | 0 | 0 | 0 | 0 | 0 | 0 | 0 | - | 0 | 0 | 0 | 0 | 0 | 0 | 0 | - | Inactive
| 1 | 2 | 11.29.1 | Cable Clamp for Unistrut Channel (Hot dip galvanized) - M20(1/2") | - | BULK MATERIAL | 0 | 0 | 0 | 0 | 0 | 0 | 0 | 0 | 0 | 0 | 0 | - | 0 | 0 | 0 | 0 | 0 | 0 | 0 | - | Inactive
| 1 | 2 | 11.29.2 | Cable Clamp for Unistrut Channel (Hot dip galvanized) - M25(3/4") | - | BULK MATERIAL | 0 | 0 | 0 | 0 | 0 | 0 | 0 | 0 | 0 | 0 | 0 | - | 0 | 0 | 0 | 0 | 0 | 0 | 0 | - | Inactive
| 1 | 2 | 11.29.3 | Cable Clamp for Unistrut Channel (Hot dip galvanized) - M32(1") | - | BULK MATERIAL | 0 | 0 | 0 | 0 | 0 | 0 | 0 | 0 | 0 | 0 | 0 | - | 0 | 0 | 0 | 0 | 0 | 0 | 0 | - | Inactive
| 1 | 2 | 11.29.4 | Cable Clamp for Unistrut Channel (Hot dip galvanized) - M40(1-1/4") | - | BULK MATERIAL | 0 | 0 | 0 | 0 | 0 | 0 | 0 | 0 | 0 | 0 | 0 | - | 0 | 0 | 0 | 0 | 0 | 0 | 0 | - | Inactive
| 1 | 2 | 11.29.5 | Cable Clamp for Unistrut Channel (Hot dip galvanized) - M50(1-1/2") | - | BULK MATERIAL | 0 | 0 | 0 | 0 | 0 | 0 | 0 | 0 | 0 | 0 | 0 | - | 0 | 0 | 0 | 0 | 0 | 0 | 0 | - | Inactive
| 1 | 2 | 11.29.6 | Cable Clamp for Unistrut Channel (Hot dip galvanized) - M63(2") | - | BULK MATERIAL | 0 | 0 | 0 | 0 | 0 | 0 | 0 | 0 | 0 | 0 | 0 | - | 0 | 0 | 0 | 0 | 0 | 0 | 0 | - | Inactive
| 1 | 2 | 11.29.7 | Cable Clamp for Unistrut Channel (Hot dip galvanized) - M75(2-1/2") | - | BULK MATERIAL | 0 | 0 | 0 | 0 | 0 | 0 | 0 | 0 | 0 | 0 | 0 | - | 0 | 0 | 0 | 0 | 0 | 0 | 0 | - | Inactive
| 1 | 2 | 11.29.8 | Cable Clamp for Unistrut Channel (Hot dip galvanized) - M90(3") | - | BULK MATERIAL | 0 | 0 | 0 | 0 | 0 | 0 | 0 | 0 | 0 | 0 | 0 | - | 0 | 0 | 0 | 0 | 0 | 0 | 0 | - | Inactive
| 1 | 2 | 11.29.9 | Cable Clamp for Unistrut Channel (Hot dip galvanized) - M110(4") | - | BULK MATERIAL | 0 | 0 | 0 | 0 | 0 | 0 | 0 | 0 | 0 | 0 | 0 | - | 0 | 0 | 0 | 0 | 0 | 0 | 0 | - | Inactive
| 0 | 1 | 11.30 | Round Head Bolt | - | BULK MATERIAL | 0 | 0 | 0 | 0 | 0 | 0 | 0 | 0 | 0 | 0 | 0 | - | 0 | 0 | 0 | 0 | 0 | 0 | 588 | - | Active
| 1 | 2 | 11.30.1 | Round Head Bolt (316SS) - M4x30mmL | - | BULK MATERIAL | 0 | 0 | 0 | 0 | 0 | 0 | 0 | 0 | 0 | 0 | 0 | - | 0 | 0 | 0 | 0 | 0 | 0 | 0 | - | Inactive
| 1 | 2 | 11.30.2 | Round Head Bolt (316SS) - M6x25mmL | - | BULK MATERIAL | 64 | 0 | 0 | 0 | 0 | 3425543.1902 | 0 | 0 | 0 | 0 | 0 | MP24 | 6 | 0.010404 | 1 | 0.062426 | 3.9953 | 0.66588 | 64 | O.05 | Active
| 1 | 2 | 11.30.3 | Round Head Bolt (316SS) - M6x40mmL | - | BULK MATERIAL | 216 | 0 | 0 | 0 | 0 | 11561208.2671 | 0 | 0 | 0 | 0 | 0 | MP24 | 6 | 0.010404 | 1 | 0.062426 | 13.4841 | 2.2474 | 216 | O.05 | Active
| 1 | 2 | 11.30.4 | Round Head Bolt (316SS) - M8x32mmL | - | BULK MATERIAL | 0 | 0 | 0 | 0 | 0 | 0 | 0 | 0 | 0 | 0 | 0 | - | 0 | 0 | 0 | 0 | 0 | 0 | 0 | - | Inactive
| 1 | 2 | 11.30.5 | Round Head Bolt (316SS) - M10x25mmL | - | BULK MATERIAL | 224 | 66305.6704 | 0 | 0 | 0 | 14852470.1643 | 0 | 0 | 0 | 0 | 0 | MP24 | 6 | 0.010404 | 1 | 0.062426 | 13.9835 | 2.3306 | 224 | O.05 | Active
| 1 | 2 | 11.30.6 | Round Head Bolt (316SS) - M10x40mmL | - | BULK MATERIAL | 72 | 66305.6704 | 0 | 0 | 0 | 4774008.2671 | 0 | 0 | 0 | 0 | 0 | MP24 | 6 | 0.010404 | 1 | 0.062426 | 4.4947 | 0.74912 | 72 | O.05 | Active
| 1 | 2 | 11.30.7 | Round Head Bolt (316SS) - M12x40mmL | - | BULK MATERIAL | 12 | 0 | 0 | 0 | 0 | 1156120.8267 | 0 | 0 | 0 | 0 | 0 | MP24 | 6 | 0.010404 | 1 | 0.062426 | 0.74912 | 0.12485 | 12 | O.05 | Active
| 1 | 1 | 11.31 | Grommet (For Perforated Type Tray burr) | - | BULK MATERIAL | 0 | 0 | 0 | 0 | 0 | 0 | 0 | 0 | 0 | 0 | 0 | - | 0 | 0 | 0 | 0 | 0 | 0 | 0 | - | Inactive
| 1 | 1 | 11.32 | Bitumin Paint | - | BULK MATERIAL | 0 | 0 | 0 | 0 | 0 | 0 | 0 | 0 | 0 | 0 | 0 | - | 0 | 0 | 0 | 0 | 0 | 0 | 0 | - | Inactive
| 1 | 1 | 11.33 | Zinc Spray | - | BULK MATERIAL | 0 | 0 | 0 | 0 | 0 | 0 | 0 | 0 | 0 | 0 | 0 | - | 0 | 0 | 0 | 0 | 0 | 0 | 0 | - | Inactive
| 1 | 1 | 11.34 | Epoxy Zinc Primer Paint (20 liter/can) | - | BULK MATERIAL | 0 | 0 | 0 | 0 | 0 | 0 | 0 | 0 | 0 | 0 | 0 | - | 0 | 0 | 0 | 0 | 0 | 0 | 0 | - | Inactive
| 1 | 1 | 11.35 | Epoxy Zinc Primer Thinner (20 liter/can) | - | BULK MATERIAL | 0 | 0 | 0 | 0 | 0 | 0 | 0 | 0 | 0 | 0 | 0 | - | 0 | 0 | 0 | 0 | 0 | 0 | 0 | - | Inactive
| 1 | 1 | 11.36 | LCS support | - | BULK MATERIAL | 164 | 0 | 0 | 0 | 0 | 0 | 0 | 0 | 0 | 0 | 0 | MP24 | 6 | 0.10006 | 1 | 0.60039 | 98.4637 | 16.4106 | 164 | O.12 | Active
| 1 | 1 | 11.37 | Substation Embedded Channel Set | - | BULK MATERIAL | 0 | 0 | 0 | 0 | 0 | 0 | 0 | 0 | 0 | 0 | 0 | - | 0 | 0 | 0 | 0 | 0 | 0 | 0 | - | Inactive
| 1 | 1 | 11.38 | Jumper Pin for Terminal Block | - | BULK MATERIAL | 0 | 0 | 0 | 0 | 0 | 0 | 0 | 0 | 0 | 0 | 0 | - | 0 | 0 | 0 | 0 | 0 | 0 | 0 | - | Inactive
| 0 | 1 | 11.39 | Tree support for Cable Tray | - | BULK MATERIAL | 0 | 0 | 0 | 0 | 0 | 0 | 0 | 0 | 0 | 0 | 0 | - | 0 | 0 | 0 | 0 | 0 | 0 | 138 | - | Active
| 1 | 2 | 11.39.1 | - H-Beam : 150 x 150 | - | BULK MATERIAL | 72 | 0 | 0 | 0 | 0 | 0 | 0 | 0 | 0 | 0 | 0 | MP24 | 6 | 1 | 1 | 6.0003 | 432.0212 | 72.0035 | 72 | O.13 | Active
| 1 | 2 | 11.39.2 | - Steel Plate : 200 x 200 x 6t, Hot Dip Galvanized | - | BULK MATERIAL | 22 | 0 | 0 | 0 | 0 | 0 | 0 | 0 | 0 | 0 | 0 | MP24 | 6 | 1 | 1 | 6.0003 | 132.0065 | 22.0011 | 22 | O.13 | Active
| 1 | 2 | 11.39.3 | - Complete with Hex. Head Bolt, Spring Nut & Washer, 316 SS | - | BULK MATERIAL | 44 | 0 | 0 | 0 | 0 | 0 | 0 | 0 | 0 | 0 | 0 | MP24 | 6 | 1 | 1 | 6.0003 | 264.013 | 44.0022 | 44 | O.13 | Active
| 0 | 1 | 11.40 | Plastic Anchor | - | BULK MATERIAL | 0 | 0 | 0 | 0 | 0 | 0 | 0 | 0 | 0 | 0 | 0 | - | 0 | 0 | 0 | 0 | 0 | 0 | 0 | - | Inactive
| 1 | 2 | 11.40.1 | Plastic Anchor - M5x40mmL | - | BULK MATERIAL | 0 | 0 | 0 | 0 | 0 | 0 | 0 | 0 | 0 | 0 | 0 | - | 0 | 0 | 0 | 0 | 0 | 0 | 0 | - | Inactive
| 0 | 1 | 11.41 | Flush Anchor | - | BULK MATERIAL | 0 | 0 | 0 | 0 | 0 | 0 | 0 | 0 | 0 | 0 | 0 | - | 0 | 0 | 0 | 0 | 0 | 0 | 179.6 | - | Active
| 1 | 2 | 11.41.1 | Flush Anchor (316SS) - M10x50mmL | - | BULK MATERIAL | 179.6 | 25290.1431 | 0 | 0 | 0 | 4542109.6979 | 0 | 0 | 0 | 0 | 0 | MP24 | 6 | 0.010404 | 1 | 0.062426 | 11.2118 | 1.8686 | 179.6 | O.04 | Active
| 1 | 2 | 11.41.2 | Flush Anchor (316SS) - M12x50mmL | - | BULK MATERIAL | 0 | 0 | 0 | 0 | 0 | 0 | 0 | 0 | 0 | 0 | 0 | - | 0 | 0 | 0 | 0 | 0 | 0 | 0 | - | Inactive
| 0 | 1 | 11.42 | Threaded Rod with Accessories | - | BULK MATERIAL | 0 | 0 | 0 | 0 | 0 | 0 | 0 | 0 | 0 | 0 | 0 | - | 0 | 0 | 0 | 0 | 0 | 0 | 1002.8 | - | Active
| 0 | 2 | 11.42.1 | Threaded Rod | - | BULK MATERIAL | 0 | 0 | 0 | 0 | 0 | 0 | 0 | 0 | 0 | 0 | 0 | - | 0 | 0 | 0 | 0 | 0 | 0 | 497.2 | - | Active
| 1 | 3 | 11.42.1.1 | Threaded Rod (316SS) - M10 | - | BULK MATERIAL | 89.6 | 0 | 0 | 0 | 0 | 0 | 0 | 0 | 0 | 0 | 0 | MP24 | 6 | 0.010404 | 1 | 0.062426 | 5.5934 | 0.93223 | 89.6 | O.05 | Active
| 1 | 3 | 11.42.1.2 | Threaded Rod (316SS) - M12 | - | BULK MATERIAL | 407.6 | 0 | 0 | 0 | 0 | 0 | 0 | 0 | 0 | 0 | 0 | MP24 | 6 | 0.010404 | 1 | 0.062426 | 25.445 | 4.2408 | 407.6 | O.05 | Active
| 0 | 2 | 11.42.2 | 2 Hex. Nut w/ 1 Square Washer & 1 Lock Washer for Threaded Rod (M12) | - | BULK MATERIAL | 0 | 0 | 0 | 0 | 0 | 0 | 0 | 0 | 0 | 0 | 0 | - | 0 | 0 | 0 | 0 | 0 | 0 | 505.6 | - | Active
| 1 | 3 | 11.42.2.1 | Threaded Rod (316SS) - M10 | - | BULK MATERIAL | 89.6 | 0 | 0 | 0 | 0 | 0 | 0 | 0 | 0 | 0 | 0 | MP24 | 6 | 0.010404 | 1 | 0.062426 | 5.5934 | 0.93223 | 89.6 | O.05 | Active
| 1 | 3 | 11.42.2.2 | Threaded Rod (316SS) - M12 | - | BULK MATERIAL | 416 | 0 | 0 | 0 | 0 | 0 | 0 | 0 | 0 | 0 | 0 | MP24 | 6 | 0.010404 | 1 | 0.062426 | 25.9694 | 4.3282 | 416 | O.05 | Active
| 0 | 2 | 11.42.3 | Coupling for Threaded Rod | - | BULK MATERIAL | 0 | 0 | 0 | 0 | 0 | 0 | 0 | 0 | 0 | 0 | 0 | - | 0 | 0 | 0 | 0 | 0 | 0 | 0 | - | Inactive
| 1 | 3 | 11.42.3.1 | Coupling for Threaded Rod (316SS) - M10 | - | BULK MATERIAL | 0 | 0 | 0 | 0 | 0 | 0 | 0 | 0 | 0 | 0 | 0 | - | 0 | 0 | 0 | 0 | 0 | 0 | 0 | - | Inactive
| 1 | 3 | 11.42.3.2 | Coupling for Threaded Rod (316SS) - M12 | - | BULK MATERIAL | 0 | 0 | 0 | 0 | 0 | 0 | 0 | 0 | 0 | 0 | 0 | - | 0 | 0 | 0 | 0 | 0 | 0 | 0 | - | Inactive
| 1 | 2 | 11.42.4 | Vertical Support for Threaded Rod | - | BULK MATERIAL | 0 | 0 | 0 | 0 | 0 | 0 | 0 | 0 | 0 | 0 | 0 | - | 0 | 0 | 0 | 0 | 0 | 0 | 0 | - | Inactive
| 0 | 2 | 11.42.5 | Expansion Anchor for Threaded Rod | - | BULK MATERIAL | 0 | 0 | 0 | 0 | 0 | 0 | 0 | 0 | 0 | 0 | 0 | - | 0 | 0 | 0 | 0 | 0 | 0 | 0 | - | Inactive
| 1 | 3 | 11.42.5.1 | Expansion Anchor for Threaded Rod (316SS) - M10x50mmL | - | BULK MATERIAL | 0 | 0 | 0 | 0 | 0 | 0 | 0 | 0 | 0 | 0 | 0 | - | 0 | 0 | 0 | 0 | 0 | 0 | 0 | - | Inactive
| 1 | 1 | 11.43 | M1-ADHESIVE | - | BULK MATERIAL | 0 | 0 | 0 | 0 | 0 | 0 | 0 | 0 | 0 | 0 | 0 | - | 0 | 0 | 0 | 0 | 0 | 0 | 0 | - | Inactive
| 0 | 1 | 11.44 | Anchor, Threaded Stud | - | BULK MATERIAL | 0 | 0 | 0 | 0 | 0 | 0 | 0 | 0 | 0 | 0 | 0 | - | 0 | 0 | 0 | 0 | 0 | 0 | 0 | - | Inactive
| 1 | 2 | 11.44.1 | Anchor, Threaded Stud (316SS) - M6x45mmL - Threaded Stud | - | BULK MATERIAL | 0 | 0 | 0 | 0 | 0 | 0 | 0 | 0 | 0 | 0 | 0 | - | 0 | 0 | 0 | 0 | 0 | 0 | 0 | - | Inactive
| 1 | 2 | 11.44.2 | Anchor, Threaded Stud (316SS) - M8x45mmL - Threaded Stud | - | BULK MATERIAL | 0 | 0 | 0 | 0 | 0 | 0 | 0 | 0 | 0 | 0 | 0 | - | 0 | 0 | 0 | 0 | 0 | 0 | 0 | - | Inactive
| 1 | 2 | 11.44.3 | Anchor, Threaded Stud (316SS) - M10x45mmL - Threaded Stud | - | BULK MATERIAL | 0 | 0 | 0 | 0 | 0 | 0 | 0 | 0 | 0 | 0 | 0 | - | 0 | 0 | 0 | 0 | 0 | 0 | 0 | - | Inactive
| 1 | 2 | 11.44.4 | Anchor, Threaded Stud (316SS) - M12x65mmL - Threaded Stud | - | BULK MATERIAL | 0 | 0 | 0 | 0 | 0 | 0 | 0 | 0 | 0 | 0 | 0 | - | 0 | 0 | 0 | 0 | 0 | 0 | 0 | - | Inactive
| 1 | 1 | 11.45 | Anti-Corrosion Glease - 'Chemodex' or Equivalent | - | BULK MATERIAL | 0 | 0 | 0 | 0 | 0 | 0 | 0 | 0 | 0 | 0 | 0 | - | 0 | 0 | 0 | 0 | 0 | 0 | 0 | - | Inactive
| 0 | 0 | 12 | PACKAGE ITEM | - | PACKAGE ITEM | 0 | 0 | 0 | 0 | 0 | 0 | 0 | 0 | 0 | 0 | 0 | - | 0 | 0 | 0 | 0 | 0 | 0 | 1756 | - | Active
| 0 | 1 | 12.1 | Equipment | - | PACKAGE ITEM | 0 | 0 | 0 | 0 | 0 | 0 | 0 | 0 | 0 | 0 | 0 | - | 0 | 0 | 0 | 0 | 0 | 0 | 902 | - | Active
| 1 | 2 | 12.1.1 | Thyristor Control Panel | - | PACKAGE ITEM | 0 | 0 | 0 | 0 | 0 | 0 | 0 | 0 | 0 | 0 | 0 | - | 0 | 0 | 0 | 0 | 0 | 0 | 0 | - | Inactive
| 1 | 2 | 12.1.2 | Thyristor Control Panel - E-059-57-TCP (W1828.8 x D457.2 x H2844.8) | - | PACKAGE ITEM | 0 | 0 | 0 | 0 | 0 | 0 | 0 | 0 | 0 | 0 | 0 | - | 0 | 0 | 0 | 0 | 0 | 0 | 0 | - | Inactive
| 1 | 2 | 12.1.3 | Thyristor Control Panel - E-059-58-TCP (W1828.8 x D406.4 x H1828.8) | - | PACKAGE ITEM | 0 | 0 | 0 | 0 | 0 | 0 | 0 | 0 | 0 | 0 | 0 | - | 0 | 0 | 0 | 0 | 0 | 0 | 0 | - | Inactive
| 1 | 2 | 12.1.4 | Thyristor Control Panel - E-059-59-TCP (W1828.8 x D457.2 x H2844.8) | - | PACKAGE ITEM | 0 | 0 | 0 | 0 | 0 | 0 | 0 | 0 | 0 | 0 | 0 | - | 0 | 0 | 0 | 0 | 0 | 0 | 0 | - | Inactive
| 1 | 2 | 12.1.5 | Thyristor Control Panel - E-059-60-TCP (W1828.8 x D406.4 x H1828.8) | - | PACKAGE ITEM | 0 | 0 | 0 | 0 | 0 | 0 | 0 | 0 | 0 | 0 | 0 | - | 0 | 0 | 0 | 0 | 0 | 0 | 0 | - | Inactive
| 1 | 2 | 12.1.6 | Thyristor Control Panel - E-059-61-TCP (W1524 x D406.4 x H1219.2) | - | PACKAGE ITEM | 0 | 0 | 0 | 0 | 0 | 0 | 0 | 0 | 0 | 0 | 0 | - | 0 | 0 | 0 | 0 | 0 | 0 | 0 | - | Inactive
| 1 | 2 | 12.1.7 | Thyristor Control Panel - E-059-62-TCP (W1524 x D406.4 x H1219.2) | - | PACKAGE ITEM | 0 | 0 | 0 | 0 | 0 | 0 | 0 | 0 | 0 | 0 | 0 | - | 0 | 0 | 0 | 0 | 0 | 0 | 0 | - | Inactive
| 1 | 2 | 12.1.8 | Thyristor Control Panel - E-059-63-TCP (W1828.8 x D406.4 x H1828.8) | - | PACKAGE ITEM | 0 | 0 | 0 | 0 | 0 | 0 | 0 | 0 | 0 | 0 | 0 | - | 0 | 0 | 0 | 0 | 0 | 0 | 0 | - | Inactive
| 1 | 2 | 12.1.9 | Thyristor Control Panel - F-063-01-TCP (W1828.8 x D457.2 x H2844.8) | - | PACKAGE ITEM | 0 | 0 | 0 | 0 | 0 | 0 | 0 | 0 | 0 | 0 | 0 | - | 0 | 0 | 0 | 0 | 0 | 0 | 0 | - | Inactive
| 1 | 2 | 12.1.10 | Thyristor Control Panel - E-082-20-TCP (W1828.8 x D457.2 x H2844.8) | - | PACKAGE ITEM | 0 | 0 | 0 | 0 | 0 | 0 | 0 | 0 | 0 | 0 | 0 | - | 0 | 0 | 0 | 0 | 0 | 0 | 0 | - | Inactive
| 1 | 2 | 12.1.11 | Thyristor Control Panel - E-082-21-TCP (W2184.4 x D457.2 x H3657.6) | - | PACKAGE ITEM | 0 | 0 | 0 | 0 | 0 | 0 | 0 | 0 | 0 | 0 | 0 | - | 0 | 0 | 0 | 0 | 0 | 0 | 0 | - | Inactive
| 0 | 2 | 12.1.12 | Transformer for Crude Desalter | - | PACKAGE ITEM | 0 | 0 | 0 | 0 | 0 | 0 | 0 | 0 | 0 | 0 | 0 | - | 0 | 0 | 0 | 0 | 0 | 0 | 12 | - | Active
| 1 | 3 | 12.1.12.1 | C-1-08A/B Transformer (850 x 1250 x 1600) (Desalter P/F Upsied) - 850 x 1250 x 1600 | - | PACKAGE ITEM | 6 | 0 | 0 | 0 | 0 | 0 | 19493041.3159 | 4888683.0916 | 2391449.7319 | 26773174.1394 | 367.0481 | MP01 | 6 | 4.0001 | 1 | 24.0004 | 144.0026 | 24.0004 | 6 | C.01 | Active
| 1 | 3 | 12.1.12.2 | C-1-108A/B Transformer (850 x 1250 x 1600) (Desalter P/F Upsied) - 850 x 1250 x 1600 | - | PACKAGE ITEM | 6 | 0 | 4873260.8247 | 1222170.7729 | 597862.433 | 0 | 29239564.948 | 7333024.6374 | 3587174.5978 | 40159764.1832 | 550.5722 | MP01 | 6 | 4.0001 | 1 | 24.0004 | 144.0026 | 24.0004 | 6 | C.01 | Active
| 0 | 2 | 12.1.13 | Local Control Station for Crude Desalter | - | PACKAGE ITEM | 0 | 0 | 0 | 0 | 0 | 0 | 0 | 0 | 0 | 0 | 0 | - | 0 | 0 | 0 | 0 | 0 | 0 | 4 | - | Active
| 1 | 3 | 12.1.13.1 | C-1-08A/B Local Control Station - 500 x 600 x 1700 | - | PACKAGE ITEM | 2 | 0 | 0 | 0 | 0 | 0 | 3313302.1885 | 830946.7953 | 406483.1886 | 4550732.1724 | 62.3885 | MP01 | 6 | 4.0001 | 1 | 24.0004 | 48.0009 | 8.0001 | 2 | C.01 | Active
| 1 | 3 | 12.1.13.2 | C-1-108A/B Local Control Station - 500 x 600 x 1700 | - | PACKAGE ITEM | 2 | 0 | 2071135.5779 | 519422.5785 | 254091.534 | 0 | 4142271.1557 | 1038845.157 | 508183.068 | 5689299.3807 | 77.9977 | MP01 | 6 | 4.0001 | 1 | 24.0004 | 48.0009 | 8.0001 | 2 | C.01 | Active
| 0 | 2 | 12.1.14 | Captive Transformer for MV VSD | - | PACKAGE ITEM | 0 | 0 | 0 | 0 | 0 | 0 | 0 | 0 | 0 | 0 | 0 | - | 0 | 0 | 0 | 0 | 0 | 0 | 0 | - | Inactive
| 1 | 3 | 12.1.14.1 | 106-TR-CC01 (for KM-059-01) | - | PACKAGE ITEM | 0 | 0 | 0 | 0 | 0 | 0 | 0 | 0 | 0 | 0 | 0 | - | 0 | 0 | 0 | 0 | 0 | 0 | 0 | - | Inactive
| 1 | 3 | 12.1.14.2 | 109-TR-CC01 (for KM-065-01) | - | PACKAGE ITEM | 0 | 0 | 0 | 0 | 0 | 0 | 0 | 0 | 0 | 0 | 0 | - | 0 | 0 | 0 | 0 | 0 | 0 | 0 | - | Inactive
| 1 | 3 | 12.1.14.3 | 115-TR-CC01 (for KM-084-01) | - | PACKAGE ITEM | 0 | 0 | 0 | 0 | 0 | 0 | 0 | 0 | 0 | 0 | 0 | - | 0 | 0 | 0 | 0 | 0 | 0 | 0 | - | Inactive
| 0 | 2 | 12.1.15 | MV VSD | - | PACKAGE ITEM | 0 | 0 | 0 | 0 | 0 | 0 | 0 | 0 | 0 | 0 | 0 | - | 0 | 0 | 0 | 0 | 0 | 0 | 0 | - | Inactive
| 1 | 3 | 12.1.15.1 | 106-VSD-C01(for KM-059-01) (5544 X 952 X 2334) - 5544 X 952 X 2334 | - | PACKAGE ITEM | 0 | 0 | 0 | 0 | 0 | 0 | 0 | 0 | 0 | 0 | 0 | - | 0 | 0 | 0 | 0 | 0 | 0 | 0 | - | Inactive
| 1 | 3 | 12.1.15.2 | 109-VSD-C01(for KM-065-01) (5544 X 952 X 2334) - 5544 X 952 X 2334 | - | PACKAGE ITEM | 0 | 0 | 0 | 0 | 0 | 0 | 0 | 0 | 0 | 0 | 0 | - | 0 | 0 | 0 | 0 | 0 | 0 | 0 | - | Inactive
| 1 | 3 | 12.1.15.3 | 115-VSD-C01(for KM-084-01) (5044 X 952 X 2334) - 5544 X 952 X 2334 | - | PACKAGE ITEM | 0 | 0 | 0 | 0 | 0 | 0 | 0 | 0 | 0 | 0 | 0 | - | 0 | 0 | 0 | 0 | 0 | 0 | 0 | - | Inactive
| 0 | 2 | 12.1.16 | MV VSD for 6.6 kV, 2000 kW, 50 Hz motor, furnished in free standing cabinet, Indoor used, min.IP42. | - | PACKAGE ITEM | 0 | 0 | 0 | 0 | 0 | 0 | 0 | 0 | 0 | 0 | 0 | - | 0 | 0 | 0 | 0 | 0 | 0 | 0 | - | Inactive
| 1 | 3 | 12.1.16.1 | 102-VSD-001A | - | PACKAGE ITEM | 0 | 0 | 0 | 0 | 0 | 0 | 0 | 0 | 0 | 0 | 0 | - | 0 | 0 | 0 | 0 | 0 | 0 | 0 | - | Inactive
| 1 | 3 | 12.1.16.2 | 102-VSD-001B | - | PACKAGE ITEM | 0 | 0 | 0 | 0 | 0 | 0 | 0 | 0 | 0 | 0 | 0 | - | 0 | 0 | 0 | 0 | 0 | 0 | 0 | - | Inactive
| 1 | 3 | 12.1.16.3 | 102-VSD-001C | - | PACKAGE ITEM | 0 | 0 | 0 | 0 | 0 | 0 | 0 | 0 | 0 | 0 | 0 | - | 0 | 0 | 0 | 0 | 0 | 0 | 0 | - | Inactive
| 1 | 3 | 12.1.16.4 | 102-VSD-001D | - | PACKAGE ITEM | 0 | 0 | 0 | 0 | 0 | 0 | 0 | 0 | 0 | 0 | 0 | - | 0 | 0 | 0 | 0 | 0 | 0 | 0 | - | Inactive
| 1 | 3 | 12.1.16.5 | 102-VSD-001E | - | PACKAGE ITEM | 0 | 0 | 0 | 0 | 0 | 0 | 0 | 0 | 0 | 0 | 0 | - | 0 | 0 | 0 | 0 | 0 | 0 | 0 | - | Inactive
| 1 | 3 | 12.1.16.6 | 102-VSD-001F | - | PACKAGE ITEM | 0 | 0 | 0 | 0 | 0 | 0 | 0 | 0 | 0 | 0 | 0 | - | 0 | 0 | 0 | 0 | 0 | 0 | 0 | - | Inactive
| 1 | 3 | 12.1.16.7 | 102-VSD-001G | - | PACKAGE ITEM | 0 | 0 | 0 | 0 | 0 | 0 | 0 | 0 | 0 | 0 | 0 | - | 0 | 0 | 0 | 0 | 0 | 0 | 0 | - | Inactive
| 1 | 3 | 12.1.16.8 | 102-VSD-001H | - | PACKAGE ITEM | 0 | 0 | 0 | 0 | 0 | 0 | 0 | 0 | 0 | 0 | 0 | - | 0 | 0 | 0 | 0 | 0 | 0 | 0 | - | Inactive
| 1 | 3 | 12.1.16.9 | 102-VSD-001I | - | PACKAGE ITEM | 0 | 0 | 0 | 0 | 0 | 0 | 0 | 0 | 0 | 0 | 0 | - | 0 | 0 | 0 | 0 | 0 | 0 | 0 | - | Inactive
| 1 | 3 | 12.1.16.10 | 102-VSD-001J | - | PACKAGE ITEM | 0 | 0 | 0 | 0 | 0 | 0 | 0 | 0 | 0 | 0 | 0 | - | 0 | 0 | 0 | 0 | 0 | 0 | 0 | - | Inactive
| 0 | 2 | 12.1.17 | Remote Terminal Unit, 110 VDC, Outdoor, Free-Standing, Modbus / TCP IP, IEC 61850 communication port | - | PACKAGE ITEM | 0 | 0 | 0 | 0 | 0 | 0 | 0 | 0 | 0 | 0 | 0 | - | 0 | 0 | 0 | 0 | 0 | 0 | 0 | - | Inactive
| 1 | 3 | 12.1.17.1 | PP3-RTU-001A | - | PACKAGE ITEM | 0 | 0 | 0 | 0 | 0 | 0 | 0 | 0 | 0 | 0 | 0 | - | 0 | 0 | 0 | 0 | 0 | 0 | 0 | - | Inactive
| 1 | 3 | 12.1.17.2 | PP3-RTU-001B | - | PACKAGE ITEM | 0 | 0 | 0 | 0 | 0 | 0 | 0 | 0 | 0 | 0 | 0 | - | 0 | 0 | 0 | 0 | 0 | 0 | 0 | - | Inactive
| 1 | 3 | 12.1.17.3 | PP3-RTU-001C | - | PACKAGE ITEM | 0 | 0 | 0 | 0 | 0 | 0 | 0 | 0 | 0 | 0 | 0 | - | 0 | 0 | 0 | 0 | 0 | 0 | 0 | - | Inactive
| 1 | 3 | 12.1.17.4 | PP3-RTU-001D | - | PACKAGE ITEM | 0 | 0 | 0 | 0 | 0 | 0 | 0 | 0 | 0 | 0 | 0 | - | 0 | 0 | 0 | 0 | 0 | 0 | 0 | - | Inactive
| 1 | 3 | 12.1.17.5 | PP3-RTU-001E | - | PACKAGE ITEM | 0 | 0 | 0 | 0 | 0 | 0 | 0 | 0 | 0 | 0 | 0 | - | 0 | 0 | 0 | 0 | 0 | 0 | 0 | - | Inactive
| 1 | 3 | 12.1.17.6 | PP3-RTU-001F | - | PACKAGE ITEM | 0 | 0 | 0 | 0 | 0 | 0 | 0 | 0 | 0 | 0 | 0 | - | 0 | 0 | 0 | 0 | 0 | 0 | 0 | - | Inactive
| 1 | 3 | 12.1.17.7 | PP3-RTU-001G | - | PACKAGE ITEM | 0 | 0 | 0 | 0 | 0 | 0 | 0 | 0 | 0 | 0 | 0 | - | 0 | 0 | 0 | 0 | 0 | 0 | 0 | - | Inactive
| 1 | 3 | 12.1.17.8 | PP3-RTU-001H | - | PACKAGE ITEM | 0 | 0 | 0 | 0 | 0 | 0 | 0 | 0 | 0 | 0 | 0 | - | 0 | 0 | 0 | 0 | 0 | 0 | 0 | - | Inactive
| 1 | 3 | 12.1.17.9 | PP3-RTU-001J | - | PACKAGE ITEM | 0 | 0 | 0 | 0 | 0 | 0 | 0 | 0 | 0 | 0 | 0 | - | 0 | 0 | 0 | 0 | 0 | 0 | 0 | - | Inactive
| 0 | 2 | 12.1.18 | Unit Control Panel, STG/GTG Unit Control Panel : | - | PACKAGE ITEM | 0 | 0 | 0 | 0 | 0 | 0 | 0 | 0 | 0 | 0 | 0 | - | 0 | 0 | 0 | 0 | 0 | 0 | 0 | - | Inactive
| 1 | 3 | 12.1.18.1 | R101-UCP-001 | - | PACKAGE ITEM | 0 | 0 | 0 | 0 | 0 | 0 | 0 | 0 | 0 | 0 | 0 | - | 0 | 0 | 0 | 0 | 0 | 0 | 0 | - | Inactive
| 1 | 3 | 12.1.18.2 | R101-UCP-002 | - | PACKAGE ITEM | 0 | 0 | 0 | 0 | 0 | 0 | 0 | 0 | 0 | 0 | 0 | - | 0 | 0 | 0 | 0 | 0 | 0 | 0 | - | Inactive
| 1 | 3 | 12.1.18.3 | R101-UCP-003 | - | PACKAGE ITEM | 0 | 0 | 0 | 0 | 0 | 0 | 0 | 0 | 0 | 0 | 0 | - | 0 | 0 | 0 | 0 | 0 | 0 | 0 | - | Inactive
| 1 | 3 | 12.1.18.4 | R101-UCP-004 | - | PACKAGE ITEM | 0 | 0 | 0 | 0 | 0 | 0 | 0 | 0 | 0 | 0 | 0 | - | 0 | 0 | 0 | 0 | 0 | 0 | 0 | - | Inactive
| 1 | 3 | 12.1.18.5 | R101-UCP-005 | - | PACKAGE ITEM | 0 | 0 | 0 | 0 | 0 | 0 | 0 | 0 | 0 | 0 | 0 | - | 0 | 0 | 0 | 0 | 0 | 0 | 0 | - | Inactive
| 1 | 3 | 12.1.18.6 | R101-UCP-006 | - | PACKAGE ITEM | 0 | 0 | 0 | 0 | 0 | 0 | 0 | 0 | 0 | 0 | 0 | - | 0 | 0 | 0 | 0 | 0 | 0 | 0 | - | Inactive
| 1 | 3 | 12.1.18.7 | R101-UCP-007 | - | PACKAGE ITEM | 0 | 0 | 0 | 0 | 0 | 0 | 0 | 0 | 0 | 0 | 0 | - | 0 | 0 | 0 | 0 | 0 | 0 | 0 | - | Inactive
| 1 | 3 | 12.1.18.8 | R101-UCP-008 | - | PACKAGE ITEM | 0 | 0 | 0 | 0 | 0 | 0 | 0 | 0 | 0 | 0 | 0 | - | 0 | 0 | 0 | 0 | 0 | 0 | 0 | - | Inactive
| 1 | 3 | 12.1.18.9 | R101-UCP-009 | - | PACKAGE ITEM | 0 | 0 | 0 | 0 | 0 | 0 | 0 | 0 | 0 | 0 | 0 | - | 0 | 0 | 0 | 0 | 0 | 0 | 0 | - | Inactive
| 1 | 3 | 12.1.18.10 | R101-UCP-010 (Master Control Panel) | - | PACKAGE ITEM | 0 | 0 | 0 | 0 | 0 | 0 | 0 | 0 | 0 | 0 | 0 | - | 0 | 0 | 0 | 0 | 0 | 0 | 0 | - | Inactive
| 0 | 2 | 12.1.19 | Unit Control Panel, EDG Unit Control Panel : | - | PACKAGE ITEM | 0 | 0 | 0 | 0 | 0 | 0 | 0 | 0 | 0 | 0 | 0 | - | 0 | 0 | 0 | 0 | 0 | 0 | 0 | - | Inactive
| 1 | 3 | 12.1.19.1 | R101-UCP-011 | - | PACKAGE ITEM | 0 | 0 | 0 | 0 | 0 | 0 | 0 | 0 | 0 | 0 | 0 | - | 0 | 0 | 0 | 0 | 0 | 0 | 0 | - | Inactive
| 1 | 3 | 12.1.19.2 | R101-UCP-012 | - | PACKAGE ITEM | 0 | 0 | 0 | 0 | 0 | 0 | 0 | 0 | 0 | 0 | 0 | - | 0 | 0 | 0 | 0 | 0 | 0 | 0 | - | Inactive
| 1 | 3 | 12.1.19.3 | R101-UCP-013 | - | PACKAGE ITEM | 0 | 0 | 0 | 0 | 0 | 0 | 0 | 0 | 0 | 0 | 0 | - | 0 | 0 | 0 | 0 | 0 | 0 | 0 | - | Inactive
| 0 | 2 | 12.1.20 | LV Switchgear Boiler, STG, GTG Package | - | PACKAGE ITEM | 0 | 0 | 0 | 0 | 0 | 0 | 0 | 0 | 0 | 0 | 0 | - | 0 | 0 | 0 | 0 | 0 | 0 | 0 | - | Inactive
| 0 | 3 | 12.1.20.1 | 380V Switchgear, 125A, 50kA/1 second, 50Hz. IP.42, MCCB, one incomer and 20 x63A breakers feeder to sub-DPs for Sootblower | - | PACKAGE ITEM | 0 | 0 | 0 | 0 | 0 | 0 | 0 | 0 | 0 | 0 | 0 | - | 0 | 0 | 0 | 0 | 0 | 0 | 0 | - | Inactive
| 1 | 4 | 12.1.20.1.1 | A-331-DP-D01A | - | PACKAGE ITEM | 0 | 0 | 0 | 0 | 0 | 0 | 0 | 0 | 0 | 0 | 0 | - | 0 | 0 | 0 | 0 | 0 | 0 | 0 | - | Inactive
| 1 | 4 | 12.1.20.1.2 | A-331-DP-D02A | - | PACKAGE ITEM | 0 | 0 | 0 | 0 | 0 | 0 | 0 | 0 | 0 | 0 | 0 | - | 0 | 0 | 0 | 0 | 0 | 0 | 0 | - | Inactive
| 1 | 4 | 12.1.20.1.3 | A-331-DP-D03A | - | PACKAGE ITEM | 0 | 0 | 0 | 0 | 0 | 0 | 0 | 0 | 0 | 0 | 0 | - | 0 | 0 | 0 | 0 | 0 | 0 | 0 | - | Inactive
| 1 | 4 | 12.1.20.1.4 | A-331-DP-D04A | - | PACKAGE ITEM | 0 | 0 | 0 | 0 | 0 | 0 | 0 | 0 | 0 | 0 | 0 | - | 0 | 0 | 0 | 0 | 0 | 0 | 0 | - | Inactive
| 1 | 4 | 12.1.20.1.5 | A-331-DP-D05A | - | PACKAGE ITEM | 0 | 0 | 0 | 0 | 0 | 0 | 0 | 0 | 0 | 0 | 0 | - | 0 | 0 | 0 | 0 | 0 | 0 | 0 | - | Inactive
| 0 | 3 | 12.1.20.2 | 380V Switchgear, 400A, 50kA/1 second, 50Hz. IP.42, MCCB, one incomer and 20 x63A breakers feeder to sub-DPs for Lighting, Small power, etc | - | PACKAGE ITEM | 0 | 0 | 0 | 0 | 0 | 0 | 0 | 0 | 0 | 0 | 0 | - | 0 | 0 | 0 | 0 | 0 | 0 | 0 | - | Inactive
| 1 | 4 | 12.1.20.2.1 | A-331-DP-D01B | - | PACKAGE ITEM | 0 | 0 | 0 | 0 | 0 | 0 | 0 | 0 | 0 | 0 | 0 | - | 0 | 0 | 0 | 0 | 0 | 0 | 0 | - | Inactive
| 1 | 4 | 12.1.20.2.2 | A-331-DP-D02B | - | PACKAGE ITEM | 0 | 0 | 0 | 0 | 0 | 0 | 0 | 0 | 0 | 0 | 0 | - | 0 | 0 | 0 | 0 | 0 | 0 | 0 | - | Inactive
| 1 | 4 | 12.1.20.2.3 | A-331-DP-D03B | - | PACKAGE ITEM | 0 | 0 | 0 | 0 | 0 | 0 | 0 | 0 | 0 | 0 | 0 | - | 0 | 0 | 0 | 0 | 0 | 0 | 0 | - | Inactive
| 1 | 4 | 12.1.20.2.4 | A-331-DP-D04B | - | PACKAGE ITEM | 0 | 0 | 0 | 0 | 0 | 0 | 0 | 0 | 0 | 0 | 0 | - | 0 | 0 | 0 | 0 | 0 | 0 | 0 | - | Inactive
| 1 | 4 | 12.1.20.2.5 | A-331-DP-D05B | - | PACKAGE ITEM | 0 | 0 | 0 | 0 | 0 | 0 | 0 | 0 | 0 | 0 | 0 | - | 0 | 0 | 0 | 0 | 0 | 0 | 0 | - | Inactive
| 0 | 3 | 12.1.20.3 | 380V Switchgear for STG/GTG package | - | PACKAGE ITEM | 0 | 0 | 0 | 0 | 0 | 0 | 0 | 0 | 0 | 0 | 0 | - | 0 | 0 | 0 | 0 | 0 | 0 | 0 | - | Inactive
| 1 | 4 | 12.1.20.3.1 | PP3-LSW-001A | - | PACKAGE ITEM | 0 | 0 | 0 | 0 | 0 | 0 | 0 | 0 | 0 | 0 | 0 | - | 0 | 0 | 0 | 0 | 0 | 0 | 0 | - | Inactive
| 1 | 4 | 12.1.20.3.2 | PP3-LSW-001B | - | PACKAGE ITEM | 0 | 0 | 0 | 0 | 0 | 0 | 0 | 0 | 0 | 0 | 0 | - | 0 | 0 | 0 | 0 | 0 | 0 | 0 | - | Inactive
| 1 | 4 | 12.1.20.3.3 | PP3-LSW-001C | - | PACKAGE ITEM | 0 | 0 | 0 | 0 | 0 | 0 | 0 | 0 | 0 | 0 | 0 | - | 0 | 0 | 0 | 0 | 0 | 0 | 0 | - | Inactive
| 1 | 4 | 12.1.20.3.4 | PP3-LSW-001D | - | PACKAGE ITEM | 0 | 0 | 0 | 0 | 0 | 0 | 0 | 0 | 0 | 0 | 0 | - | 0 | 0 | 0 | 0 | 0 | 0 | 0 | - | Inactive
| 1 | 4 | 12.1.20.3.5 | PP3-LSW-001E | - | PACKAGE ITEM | 0 | 0 | 0 | 0 | 0 | 0 | 0 | 0 | 0 | 0 | 0 | - | 0 | 0 | 0 | 0 | 0 | 0 | 0 | - | Inactive
| 1 | 4 | 12.1.20.3.6 | PP3-LSW-001F | - | PACKAGE ITEM | 0 | 0 | 0 | 0 | 0 | 0 | 0 | 0 | 0 | 0 | 0 | - | 0 | 0 | 0 | 0 | 0 | 0 | 0 | - | Inactive
| 1 | 4 | 12.1.20.3.7 | PP3-LSW-001G | - | PACKAGE ITEM | 0 | 0 | 0 | 0 | 0 | 0 | 0 | 0 | 0 | 0 | 0 | - | 0 | 0 | 0 | 0 | 0 | 0 | 0 | - | Inactive
| 1 | 4 | 12.1.20.3.8 | PP3-LSW-001H | - | PACKAGE ITEM | 0 | 0 | 0 | 0 | 0 | 0 | 0 | 0 | 0 | 0 | 0 | - | 0 | 0 | 0 | 0 | 0 | 0 | 0 | - | Inactive
| 1 | 4 | 12.1.20.3.9 | PP3-LSW-001I | - | PACKAGE ITEM | 0 | 0 | 0 | 0 | 0 | 0 | 0 | 0 | 0 | 0 | 0 | - | 0 | 0 | 0 | 0 | 0 | 0 | 0 | - | Inactive
| 1 | 2 | 12.1.21 | Crane and Hoist | - | PACKAGE ITEM | 0 | 0 | 0 | 0 | 0 | 0 | 0 | 0 | 0 | 0 | 0 | - | 0 | 0 | 0 | 0 | 0 | 0 | 0 | - | Inactive
| 0 | 2 | 12.1.22 | DC UPS | - | PACKAGE ITEM | 0 | 0 | 0 | 0 | 0 | 0 | 0 | 0 | 0 | 0 | 0 | - | 0 | 0 | 0 | 0 | 0 | 0 | 0 | - | Inactive
| 1 | 3 | 12.1.22.1 | For K-054-02 - 4500(L) x 800(W) x 2000(H)mm, Battery 4800(L) x 740(W) x 1681(H)mm / 2sets | - | PACKAGE ITEM | 0 | 0 | 0 | 0 | 0 | 0 | 0 | 0 | 0 | 0 | 0 | - | 0 | 0 | 0 | 0 | 0 | 0 | 0 | - | Inactive
| 1 | 3 | 12.1.22.2 | For K-063-01 - 4500(L) x 800(W) x 2000(H)mm, Battery 4800(L) x 740(W) x 1681(H)mm / 2sets | - | PACKAGE ITEM | 0 | 0 | 0 | 0 | 0 | 0 | 0 | 0 | 0 | 0 | 0 | - | 0 | 0 | 0 | 0 | 0 | 0 | 0 | - | Inactive
| 1 | 3 | 12.1.22.3 | For K-083-02 - 4500(L) x 800(W) x 2000(H)mm, Battery 4800(L) x 740(W) x 1681(H)mm / 2sets | - | PACKAGE ITEM | 0 | 0 | 0 | 0 | 0 | 0 | 0 | 0 | 0 | 0 | 0 | - | 0 | 0 | 0 | 0 | 0 | 0 | 0 | - | Inactive
| 1 | 2 | 12.1.23 | Clean Agent Extinguishing System | - | PACKAGE ITEM | 0 | 0 | 0 | 0 | 0 | 0 | 0 | 0 | 0 | 0 | 0 | - | 0 | 0 | 0 | 0 | 0 | 0 | 0 | - | Inactive
| 1 | 2 | 12.1.24 | FM200 Clean Agent System Panel (LCP) - 800W x 800D x 2100H | - | PACKAGE ITEM | 1 | 0 | 2183297.8774 | 547551.9058 | 267851.8599 | 0 | 2183297.8774 | 547551.9058 | 267851.8599 | 2998701.6431 | 41.1108 | MP01 | 6 | 4.0002 | 1 | 24.0014 | 24.0014 | 4.0002 | 1 | P.01 | Active
| 1 | 2 | 12.1.25 | FM200 Clean Agent System Panel Support | - | PACKAGE ITEM | 1 | 0 | 411261.4347 | 103140.8668 | 50454.5281 | 0 | 411261.4347 | 103140.8668 | 50454.5281 | 564856.8296 | 7.7439 | MP01 | 6 | 1.0002 | 1 | 6.001 | 6.001 | 1.0002 | 1 | P.02 | Active
| 1 | 2 | 12.1.26 | Manual Release Station (Cylinder Room outside) | - | PACKAGE ITEM | 4 | 0 | 438335.6402 | 109930.7044 | 53775.986 | 0 | 1753342.5609 | 439722.8178 | 215103.9441 | 2408169.3228 | 33.0149 | MP01 | 6 | 0.50003 | 1 | 3.0002 | 12.0007 | 2.0001 | 4 | P.03 | Active
| 1 | 2 | 12.1.27 | Pre-discharge Horn & Beacon (Cylinder Room outside) | - | PACKAGE ITEM | 4 | 0 | 389989.9069 | 97805.9944 | 47844.8111 | 0 | 1559959.6276 | 391223.9776 | 191379.2444 | 2142562.8496 | 29.3736 | MP01 | 6 | 0.50003 | 1 | 3.0002 | 12.0007 | 2.0001 | 4 | P.04 | Active
| 1 | 2 | 12.1.28 | Discharge Horn & Beacon (Cylinder Room outside) | - | PACKAGE ITEM | 4 | 0 | 389989.9069 | 97805.9944 | 47844.8111 | 0 | 1559959.6276 | 391223.9776 | 191379.2444 | 2142562.8496 | 29.3736 | MP01 | 6 | 0.50003 | 1 | 3.0002 | 12.0007 | 2.0001 | 4 | P.05 | Active
| 1 | 2 | 12.1.29 | Abort Switch (Cylinder Room outside) | - | PACKAGE ITEM | 0 | 0 | 0 | 0 | 0 | 0 | 0 | 0 | 0 | 0 | 0 | - | 0 | 0 | 0 | 0 | 0 | 0 | 0 | - | Inactive
| 1 | 2 | 12.1.30 | Main / Reserve Switch (Cylinder Room inside) | - | PACKAGE ITEM | 1 | 0 | 275893.3814 | 69191.6787 | 33847.2383 | 0 | 275893.3814 | 69191.6787 | 33847.2383 | 378932.2984 | 5.195 | MP01 | 6 | 0.50003 | 1 | 3.0002 | 3.0002 | 0.50003 | 1 | P.06 | Active
| 1 | 2 | 12.1.31 | Key Maintenance Switch (Cylinder Room inside) | - | PACKAGE ITEM | 1 | 0 | 275893.3814 | 69191.6787 | 33847.2383 | 0 | 275893.3814 | 69191.6787 | 33847.2383 | 378932.2984 | 5.195 | MP01 | 6 | 0.50003 | 1 | 3.0002 | 3.0002 | 0.50003 | 1 | P.07 | Active
| 0 | 2 | 12.1.32 | Cable Work for Clean Agent Extinguishing System | - | PACKAGE ITEM | 0 | 0 | 0 | 0 | 0 | 0 | 0 | 0 | 0 | 0 | 0 | - | 0 | 0 | 0 | 0 | 0 | 0 | 870 | - | Active
| 1 | 3 | 12.1.32.1 | CU/MGT/XLPE/OS/SWA/PA/LSZH Cable - 1P-2.5sqmm | - | PACKAGE ITEM | 533 | 0 | 4189.6661 | 1050.8082 | 514.0352 | 0 | 2233092.0495 | 560080.7728 | 273980.7406 | 3067153.563 | 42.0515 | MP30 | 19 | 5 | 1000 | 0.095 | 50.6351 | 2.665 | 533 | P.08 | Active
| 1 | 3 | 12.1.32.2 | CU/MGT/XLPE/OS/SWA/PA/LSZH Cable - 12P-1.5sqmm | - | PACKAGE ITEM | 269 | 0 | 14504.2157 | 3637.413 | 1779.3525 | 0 | 3901634.023 | 978464.1009 | 478645.8169 | 5358743.9408 | 73.4642 | MP30 | 19 | 5 | 1000 | 0.095 | 25.555 | 1.345 | 269 | P.08 | Active
| 1 | 3 | 12.1.32.3 | CU/MGT/XLPE/OS/SWA/PA/LSZH Cable - 24P-1.5sqmm | - | PACKAGE ITEM | 63 | 0 | 21916.9307 | 5496.5352 | 2688.7993 | 0 | 1380766.6355 | 346281.719 | 169394.356 | 1896442.7105 | 25.9992 | MP30 | 19 | 5 | 1000 | 0.095 | 5.985 | 0.315 | 63 | P.08 | Active
| 1 | 3 | 12.1.32.4 | CU/MGT/XLPE/OS/PA/LSZH Cable - 1P-2.5sqmm | - | PACKAGE ITEM | 5 | 0 | 4189.6661 | 1050.8082 | 514.0352 | 0 | 20948.3307 | 5254.041 | 2570.1758 | 28772.5475 | 0.39448 | MP30 | 19 | 5 | 1000 | 0.095 | 0.475 | 0.025 | 5 | P.08 | Active
| 1 | 3 | 12.1.32.5 | CU/MGT/XLPE/OS/PA/LSZH Cable - 2P-1.5sqmm | - | PACKAGE ITEM | 0 | 0 | 0 | 0 | 0 | 0 | 0 | 0 | 0 | 0 | 0 | - | 0 | 0 | 0 | 0 | 0 | 0 | 0 | - | Inactive
| 1 | 3 | 12.1.32.6 | CU/MGT/XLPE/OS/PA/LSZH Cable - 24P-1.5sqmm | - | PACKAGE ITEM | 0 | 0 | 0 | 0 | 0 | 0 | 0 | 0 | 0 | 0 | 0 | - | 0 | 0 | 0 | 0 | 0 | 0 | 0 | - | Inactive
| 0 | 1 | 12.2 | Low Voltage Power Cable (CU/XLPE/PVC/SWA/LSZH) | - | PACKAGE ITEM | 0 | 0 | 0 | 0 | 0 | 0 | 0 | 0 | 0 | 0 | 0 | - | 0 | 0 | 0 | 0 | 0 | 0 | 394 | - | Active
| 1 | 2 | 12.2.1 | 0.6/1kV CU/XLPE/PVC/SWA/LSZH Cable - 4C+E - 4+4㎟ | - | PACKAGE ITEM | 0 | 0 | 0 | 0 | 0 | 0 | 0 | 0 | 0 | 0 | 0 | - | 0 | 0 | 0 | 0 | 0 | 0 | 0 | - | Inactive
| 1 | 2 | 12.2.2 | 0.6/1kV CU/XLPE/PVC/SWA/LSZH Cable - 4C+E - 6+6㎟ | - | PACKAGE ITEM | 0 | 0 | 0 | 0 | 0 | 0 | 0 | 0 | 0 | 0 | 0 | - | 0 | 0 | 0 | 0 | 0 | 0 | 0 | - | Inactive
| 1 | 2 | 12.2.3 | 0.6/1kV CU/XLPE/PVC/SWA/LSZH Cable - 4C+E - 10+10㎟ | - | PACKAGE ITEM | 0 | 0 | 0 | 0 | 0 | 0 | 0 | 0 | 0 | 0 | 0 | - | 0 | 0 | 0 | 0 | 0 | 0 | 0 | - | Inactive
| 1 | 2 | 12.2.4 | 0.6/1kV CU/XLPE/PVC/SWA/LSZH Cable - 4C+E - 16+16㎟ | - | PACKAGE ITEM | 0 | 0 | 0 | 0 | 0 | 0 | 0 | 0 | 0 | 0 | 0 | - | 0 | 0 | 0 | 0 | 0 | 0 | 0 | - | Inactive
| 1 | 2 | 12.2.5 | 0.6/1kV CU/XLPE/PVC/SWA/LSZH Cable - 4C+E - 25+16㎟ | - | PACKAGE ITEM | 0 | 0 | 0 | 0 | 0 | 0 | 0 | 0 | 0 | 0 | 0 | - | 0 | 0 | 0 | 0 | 0 | 0 | 0 | - | Inactive
| 1 | 2 | 12.2.6 | 0.6/1kV CU/XLPE/PVC/SWA/LSZH Cable - 4C+E - 35+25㎟ | - | PACKAGE ITEM | 0 | 0 | 0 | 0 | 0 | 0 | 0 | 0 | 0 | 0 | 0 | - | 0 | 0 | 0 | 0 | 0 | 0 | 0 | - | Inactive
| 1 | 2 | 12.2.7 | 0.6/1kV CU/XLPE/PVC/SWA/LSZH Cable - 4C+E - 50+25㎟ | - | PACKAGE ITEM | 0 | 0 | 0 | 0 | 0 | 0 | 0 | 0 | 0 | 0 | 0 | - | 0 | 0 | 0 | 0 | 0 | 0 | 0 | - | Inactive
| 1 | 2 | 12.2.8 | 0.6/1kV CU/XLPE/PVC/SWA/LSZH Cable - 4C+E - 70+35㎟ | - | PACKAGE ITEM | 0 | 0 | 0 | 0 | 0 | 0 | 0 | 0 | 0 | 0 | 0 | - | 0 | 0 | 0 | 0 | 0 | 0 | 0 | - | Inactive
| 1 | 2 | 12.2.9 | 0.6/1kV CU/XLPE/PVC/SWA/LSZH Cable - 4C+E - 95+50㎟ | - | PACKAGE ITEM | 0 | 0 | 0 | 0 | 0 | 0 | 0 | 0 | 0 | 0 | 0 | - | 0 | 0 | 0 | 0 | 0 | 0 | 0 | - | Inactive
| 1 | 2 | 12.2.10 | 0.6/1kV CU/XLPE/PVC/SWA/LSZH Cable - 4C+E - 120+70㎟ | - | PACKAGE ITEM | 0 | 0 | 0 | 0 | 0 | 0 | 0 | 0 | 0 | 0 | 0 | - | 0 | 0 | 0 | 0 | 0 | 0 | 0 | - | Inactive
| 1 | 2 | 12.2.11 | 0.6/1kV CU/XLPE/PVC/SWA/LSZH Cable - 4C+E - 150+95㎟ | - | PACKAGE ITEM | 0 | 0 | 0 | 0 | 0 | 0 | 0 | 0 | 0 | 0 | 0 | - | 0 | 0 | 0 | 0 | 0 | 0 | 0 | - | Inactive
| 1 | 2 | 12.2.12 | 0.6/1kV CU/XLPE/PVC/SWA/LSZH Cable - 4C+E - 185+95㎟ | - | PACKAGE ITEM | 0 | 0 | 0 | 0 | 0 | 0 | 0 | 0 | 0 | 0 | 0 | - | 0 | 0 | 0 | 0 | 0 | 0 | 0 | - | Inactive
| 1 | 2 | 12.2.13 | - | - | PACKAGE ITEM | 0 | 0 | 0 | 0 | 0 | 0 | 0 | 0 | 0 | 0 | 0 | - | 0 | 0 | 0 | 0 | 0 | 0 | 0 | - | Inactive
| 1 | 2 | 12.2.14 | 0.6/1kV CU/XLPE/PVC/SWA/LSZH Cable - 3C+E - 4+4㎟ | - | PACKAGE ITEM | 0 | 0 | 0 | 0 | 0 | 0 | 0 | 0 | 0 | 0 | 0 | - | 0 | 0 | 0 | 0 | 0 | 0 | 0 | - | Inactive
| 1 | 2 | 12.2.15 | 0.6/1kV CU/XLPE/PVC/SWA/LSZH Cable - 3C+E - 6+6㎟ | - | PACKAGE ITEM | 0 | 0 | 0 | 0 | 0 | 0 | 0 | 0 | 0 | 0 | 0 | - | 0 | 0 | 0 | 0 | 0 | 0 | 0 | - | Inactive
| 1 | 2 | 12.2.16 | 0.6/1kV CU/XLPE/PVC/SWA/LSZH Cable - 3C+E - 10+10㎟ | - | PACKAGE ITEM | 0 | 0 | 0 | 0 | 0 | 0 | 0 | 0 | 0 | 0 | 0 | - | 0 | 0 | 0 | 0 | 0 | 0 | 0 | - | Inactive
| 1 | 2 | 12.2.17 | 0.6/1kV CU/XLPE/PVC/SWA/LSZH Cable - 3C+E - 16+16㎟ | - | PACKAGE ITEM | 0 | 0 | 0 | 0 | 0 | 0 | 0 | 0 | 0 | 0 | 0 | - | 0 | 0 | 0 | 0 | 0 | 0 | 0 | - | Inactive
| 1 | 2 | 12.2.18 | 0.6/1kV CU/XLPE/PVC/SWA/LSZH Cable - 3C+E - 25+16㎟ | - | PACKAGE ITEM | 0 | 0 | 0 | 0 | 0 | 0 | 0 | 0 | 0 | 0 | 0 | - | 0 | 0 | 0 | 0 | 0 | 0 | 0 | - | Inactive
| 1 | 2 | 12.2.19 | 0.6/1kV CU/XLPE/PVC/SWA/LSZH Cable - 3C+E - 35+25㎟ | - | PACKAGE ITEM | 0 | 0 | 0 | 0 | 0 | 0 | 0 | 0 | 0 | 0 | 0 | - | 0 | 0 | 0 | 0 | 0 | 0 | 0 | - | Inactive
| 1 | 2 | 12.2.20 | 0.6/1kV CU/XLPE/PVC/SWA/LSZH Cable - 3C+E - 50+25㎟ | - | PACKAGE ITEM | 0 | 0 | 0 | 0 | 0 | 0 | 0 | 0 | 0 | 0 | 0 | - | 0 | 0 | 0 | 0 | 0 | 0 | 0 | - | Inactive
| 1 | 2 | 12.2.21 | 0.6/1kV CU/XLPE/PVC/SWA/LSZH Cable - 3C+E - 70+35㎟ | - | PACKAGE ITEM | 0 | 0 | 0 | 0 | 0 | 0 | 0 | 0 | 0 | 0 | 0 | - | 0 | 0 | 0 | 0 | 0 | 0 | 0 | - | Inactive
| 1 | 2 | 12.2.22 | 0.6/1kV CU/XLPE/PVC/SWA/LSZH Cable - 3C+E - 95+50㎟ | - | PACKAGE ITEM | 0 | 0 | 0 | 0 | 0 | 0 | 0 | 0 | 0 | 0 | 0 | - | 0 | 0 | 0 | 0 | 0 | 0 | 0 | - | Inactive
| 1 | 2 | 12.2.23 | 0.6/1kV CU/XLPE/PVC/SWA/LSZH Cable - 3C+E - 120+70㎟ | - | PACKAGE ITEM | 0 | 0 | 0 | 0 | 0 | 0 | 0 | 0 | 0 | 0 | 0 | - | 0 | 0 | 0 | 0 | 0 | 0 | 0 | - | Inactive
| 1 | 2 | 12.2.24 | 0.6/1kV CU/XLPE/PVC/SWA/LSZH Cable - 3C+E - 150+95㎟ | - | PACKAGE ITEM | 0 | 0 | 0 | 0 | 0 | 0 | 0 | 0 | 0 | 0 | 0 | - | 0 | 0 | 0 | 0 | 0 | 0 | 0 | - | Inactive
| 1 | 2 | 12.2.25 | 0.6/1kV CU/XLPE/PVC/SWA/LSZH Cable - 3C+E - 185+95㎟ | - | PACKAGE ITEM | 0 | 0 | 0 | 0 | 0 | 0 | 0 | 0 | 0 | 0 | 0 | - | 0 | 0 | 0 | 0 | 0 | 0 | 0 | - | Inactive
| 1 | 2 | 12.2.26 | 0.6/1kV CU/XLPE/PVC/SWA/LSZH Cable - 3C+E - 240+120㎟ | - | PACKAGE ITEM | 0 | 0 | 0 | 0 | 0 | 0 | 0 | 0 | 0 | 0 | 0 | - | 0 | 0 | 0 | 0 | 0 | 0 | 0 | - | Inactive
| 0 | 2 | 12.2.27 | DITTO BUT Non-Armoured Cable | - | PACKAGE ITEM | 0 | 0 | 0 | 0 | 0 | 0 | 0 | 0 | 0 | 0 | 0 | - | 0 | 0 | 0 | 0 | 0 | 0 | 394 | - | Active
| 1 | 3 | 12.2.27.1 | 0.6/1kV CU/XLPE/PVC/LSZH Cable - 2C+E - 4+4㎟ | - | PACKAGE ITEM | 0 | 0 | 0 | 0 | 0 | 0 | 0 | 0 | 0 | 0 | 0 | - | 0 | 0 | 0 | 0 | 0 | 0 | 0 | - | Inactive
| 1 | 3 | 12.2.27.2 | 0.6/1kV CU/XLPE/PVC/LSZH Cable - 2C+E - 6+6㎟ | - | PACKAGE ITEM | 0 | 0 | 0 | 0 | 0 | 0 | 0 | 0 | 0 | 0 | 0 | - | 0 | 0 | 0 | 0 | 0 | 0 | 0 | - | Inactive
| 1 | 3 | 12.2.27.3 | 0.6/1kV CU/XLPE/PVC/LSZH Cable - 1C- 150㎟ | - | PACKAGE ITEM | 394 | 0 | 10635.7639 | 2667.4362 | 1304.8585 | 0 | 4190490.9809 | 1050969.867 | 514114.243 | 5755575.0909 | 78.9081 | MP30 | 19 | 11.9999 | 1000 | 0.228 | 89.831 | 4.7279 | 394 | F.02.01.01 | Active
| 1 | 3 | 12.2.27.4 | 0.6/1kV CU/XLPE/PVC/LSZH Cable - 1C- 240㎟ | - | PACKAGE ITEM | 0 | 0 | 0 | 0 | 0 | 0 | 0 | 0 | 0 | 0 | 0 | - | 0 | 0 | 0 | 0 | 0 | 0 | 0 | - | Inactive
| 0 | 1 | 12.3 | Control Cable (CU/XLPE/PVC/SWA/LSZH) | - | PACKAGE ITEM | 0 | 0 | 0 | 0 | 0 | 0 | 0 | 0 | 0 | 0 | 0 | - | 0 | 0 | 0 | 0 | 0 | 0 | 0 | - | Inactive
| 1 | 2 | 12.3.1 | 0.6/1kV CU/XLPE/PVC/SWA/LSZH Cable - 2/C - 4 Sqmm (for CT) | - | PACKAGE ITEM | 0 | 0 | 0 | 0 | 0 | 0 | 0 | 0 | 0 | 0 | 0 | - | 0 | 0 | 0 | 0 | 0 | 0 | 0 | - | Inactive
| 1 | 2 | 12.3.2 | 0.6/1kV CU/XLPE/PVC/SWA/LSZH Cable - 4/C - 4 Sqmm (for CT) | - | PACKAGE ITEM | 0 | 0 | 0 | 0 | 0 | 0 | 0 | 0 | 0 | 0 | 0 | - | 0 | 0 | 0 | 0 | 0 | 0 | 0 | - | Inactive
| 1 | 2 | 12.3.3 | 0.6/1kV CU/XLPE/PVC/SWA/LSZH Cable - 4/C - 6 Sqmm (for CT) | - | PACKAGE ITEM | 0 | 0 | 0 | 0 | 0 | 0 | 0 | 0 | 0 | 0 | 0 | - | 0 | 0 | 0 | 0 | 0 | 0 | 0 | - | Inactive
| 1 | 2 | 12.3.4 | 0.6/1kV CU/XLPE/PVC/SWA/LSZH Cable - 4/C - 10 Sqmm (for CT) | - | PACKAGE ITEM | 0 | 0 | 0 | 0 | 0 | 0 | 0 | 0 | 0 | 0 | 0 | - | 0 | 0 | 0 | 0 | 0 | 0 | 0 | - | Inactive
| 1 | 2 | 12.3.5 | 0.6/1kV CU/XLPE/PVC/SWA/LSZH Cable - 7/C - 4 Sqmm (for CT) | - | PACKAGE ITEM | 0 | 0 | 0 | 0 | 0 | 0 | 0 | 0 | 0 | 0 | 0 | - | 0 | 0 | 0 | 0 | 0 | 0 | 0 | - | Inactive
| 1 | 2 | 12.3.6 | 0.6/1kV CU/XLPE/PVC/SWA/LSZH Cable - 4/C - 4 Sqmm (for PT) | - | PACKAGE ITEM | 0 | 0 | 0 | 0 | 0 | 0 | 0 | 0 | 0 | 0 | 0 | - | 0 | 0 | 0 | 0 | 0 | 0 | 0 | - | Inactive
| 1 | 2 | 12.3.7 | 0.6/1kV CU/XLPE/PVC/SWA/LSZH Cable - 4/C - 10 Sqmm (for PT) | - | PACKAGE ITEM | 0 | 0 | 0 | 0 | 0 | 0 | 0 | 0 | 0 | 0 | 0 | - | 0 | 0 | 0 | 0 | 0 | 0 | 0 | - | Inactive
| 1 | 2 | 12.3.8 | 0.6/1kV CU/XLPE/PVC/SWA/LSZH Cable - 4/C - 2.5 Sqmm | - | PACKAGE ITEM | 0 | 0 | 0 | 0 | 0 | 0 | 0 | 0 | 0 | 0 | 0 | - | 0 | 0 | 0 | 0 | 0 | 0 | 0 | - | Inactive
| 1 | 2 | 12.3.9 | 0.6/1kV CU/XLPE/PVC/SWA/LSZH Cable - 7/C - 2.5 Sqmm | - | PACKAGE ITEM | 0 | 0 | 0 | 0 | 0 | 0 | 0 | 0 | 0 | 0 | 0 | - | 0 | 0 | 0 | 0 | 0 | 0 | 0 | - | Inactive
| 1 | 2 | 12.3.10 | 0.6/1kV CU/XLPE/PVC/SWA/LSZH Cable - 12/C - 2.5 Sqmm | - | PACKAGE ITEM | 0 | 0 | 0 | 0 | 0 | 0 | 0 | 0 | 0 | 0 | 0 | - | 0 | 0 | 0 | 0 | 0 | 0 | 0 | - | Inactive
| 1 | 2 | 12.3.11 | 0.6/1kV CU/XLPE/PVC/SWA/LSZH Cable - 19/C - 2.5 Sqmm | - | PACKAGE ITEM | 0 | 0 | 0 | 0 | 0 | 0 | 0 | 0 | 0 | 0 | 0 | - | 0 | 0 | 0 | 0 | 0 | 0 | 0 | - | Inactive
| 1 | 2 | 12.3.12 | 0.6/1kV CU/XLPE/PVC/SWA/LSZH Cable - 27/C - 2.5 Sqmm | - | PACKAGE ITEM | 0 | 0 | 0 | 0 | 0 | 0 | 0 | 0 | 0 | 0 | 0 | - | 0 | 0 | 0 | 0 | 0 | 0 | 0 | - | Inactive
| 1 | 2 | 12.3.13 | 0.6/1kV CU/XLPE/PVC/SWA/LSZH Cable - 37/C - 2.5 Sqmm | - | PACKAGE ITEM | 0 | 0 | 0 | 0 | 0 | 0 | 0 | 0 | 0 | 0 | 0 | - | 0 | 0 | 0 | 0 | 0 | 0 | 0 | - | Inactive
| 1 | 2 | 12.3.14 | 0.6/1kV CU/XLPE/PVC/SWA/LSZH Cable - 48/C - 2.5 Sqmm | - | PACKAGE ITEM | 0 | 0 | 0 | 0 | 0 | 0 | 0 | 0 | 0 | 0 | 0 | - | 0 | 0 | 0 | 0 | 0 | 0 | 0 | - | Inactive
| 1 | 2 | 12.3.15 | 0.6/1kV CU/XLPE/PVC/SWA/LSZH Cable - 12/C - 4 Sqmm | - | PACKAGE ITEM | 0 | 0 | 0 | 0 | 0 | 0 | 0 | 0 | 0 | 0 | 0 | - | 0 | 0 | 0 | 0 | 0 | 0 | 0 | - | Inactive
| 0 | 1 | 12.4 | DITTO BUT Non-Armoured Cable | - | PACKAGE ITEM | 0 | 0 | 0 | 0 | 0 | 0 | 0 | 0 | 0 | 0 | 0 | - | 0 | 0 | 0 | 0 | 0 | 0 | 110 | - | Active
| 1 | 2 | 12.4.1 | 0.6/1kV CU/XLPE/PVC/LSZH Cable - 2/C -6 Sqmm | - | PACKAGE ITEM | 0 | 0 | 0 | 0 | 0 | 0 | 0 | 0 | 0 | 0 | 0 | - | 0 | 0 | 0 | 0 | 0 | 0 | 0 | - | Inactive
| 1 | 2 | 12.4.2 | 0.6/1kV CU/XLPE/PVC/LSZH Cable - 3/C - 2.5 Sqmm | - | PACKAGE ITEM | 110 | 0 | 4189.6661 | 1050.8082 | 514.0352 | 0 | 460863.2748 | 115588.9025 | 56543.8677 | 632996.0449 | 8.6786 | MP30 | 19 | 10 | 1000 | 0.19 | 20.9 | 1.1 | 110 | F.02.02.03 | Active
| 1 | 2 | 12.4.3 | 0.6/1kV CU/XLPE/PVC/LSZH Cable - 4/C - 2.5 Sqmm | - | PACKAGE ITEM | 0 | 0 | 0 | 0 | 0 | 0 | 0 | 0 | 0 | 0 | 0 | - | 0 | 0 | 0 | 0 | 0 | 0 | 0 | - | Inactive
| 1 | 2 | 12.4.4 | 0.6/1kV CU/XLPE/PVC/LSZH Cable - 5/C - 2.5 Sqmm | - | PACKAGE ITEM | 0 | 0 | 0 | 0 | 0 | 0 | 0 | 0 | 0 | 0 | 0 | - | 0 | 0 | 0 | 0 | 0 | 0 | 0 | - | Inactive
| 1 | 2 | 12.4.5 | 0.6/1kV CU/XLPE/PVC/LSZH Cable - 7/C - 2.5 Sqmm | - | PACKAGE ITEM | 0 | 0 | 0 | 0 | 0 | 0 | 0 | 0 | 0 | 0 | 0 | - | 0 | 0 | 0 | 0 | 0 | 0 | 0 | - | Inactive
| 1 | 2 | 12.4.6 | 0.6/1kV CU/XLPE/PVC/LSZH Cable - 12/C - 2.5 Sqmm | - | PACKAGE ITEM | 0 | 0 | 0 | 0 | 0 | 0 | 0 | 0 | 0 | 0 | 0 | - | 0 | 0 | 0 | 0 | 0 | 0 | 0 | - | Inactive
| 1 | 2 | 12.4.7 | 0.6/1kV CU/XLPE/PVC/LSZH Cable - 19/C - 2.5 Sqmm | - | PACKAGE ITEM | 0 | 0 | 0 | 0 | 0 | 0 | 0 | 0 | 0 | 0 | 0 | - | 0 | 0 | 0 | 0 | 0 | 0 | 0 | - | Inactive
| 1 | 2 | 12.4.8 | 0.6/1kV CU/XLPE/PVC/LSZH Cable - 27/C - 2.5 Sqmm | - | PACKAGE ITEM | 0 | 0 | 0 | 0 | 0 | 0 | 0 | 0 | 0 | 0 | 0 | - | 0 | 0 | 0 | 0 | 0 | 0 | 0 | - | Inactive
| 1 | 2 | 12.4.9 | 0.6/1kV CU/XLPE/PVC/LSZH Cable - 37/C - 2.5 Sqmm | - | PACKAGE ITEM | 0 | 0 | 0 | 0 | 0 | 0 | 0 | 0 | 0 | 0 | 0 | - | 0 | 0 | 0 | 0 | 0 | 0 | 0 | - | Inactive
| 1 | 2 | 12.4.10 | 0.6/1kV CU/XLPE/PVC/LSZH Cable - 48/C - 2.5 Sqmm | - | PACKAGE ITEM | 0 | 0 | 0 | 0 | 0 | 0 | 0 | 0 | 0 | 0 | 0 | - | 0 | 0 | 0 | 0 | 0 | 0 | 0 | - | Inactive
| 1 | 1 | 12.5 | Pair cable | - | PACKAGE ITEM | 0 | 0 | 0 | 0 | 0 | 0 | 0 | 0 | 0 | 0 | 0 | - | 0 | 0 | 0 | 0 | 0 | 0 | 0 | - | Inactive
| 0 | 1 | 12.6 | DITTO BUT Non-Armoured Cable | - | PACKAGE ITEM | 0 | 0 | 0 | 0 | 0 | 0 | 0 | 0 | 0 | 0 | 0 | - | 0 | 0 | 0 | 0 | 0 | 0 | 0 | - | Inactive
| 1 | 2 | 12.6.1 | 300/500V CU/XLPE/PVC/GSWA/PVC Traid cable - 1 Triad - 1.5 Sqmm | - | PACKAGE ITEM | 0 | 0 | 0 | 0 | 0 | 0 | 0 | 0 | 0 | 0 | 0 | - | 0 | 0 | 0 | 0 | 0 | 0 | 0 | - | Inactive
| 0 | 1 | 12.7 | UTP CABLE (FOR INDOOR) | - | PACKAGE ITEM | 0 | 0 | 0 | 0 | 0 | 0 | 0 | 0 | 0 | 0 | 0 | - | 0 | 0 | 0 | 0 | 0 | 0 | 250 | - | Active
| 1 | 2 | 12.7.1 | UTP CABLE (FOR INDOOR) - 4 Pairs, 23 or 24 AWG, Cat 6A. F/UTP | - | PACKAGE ITEM | 250 | 0 | 7412.715 | 1859.1222 | 909.4468 | 0 | 1853178.7557 | 464780.5519 | 227361.7057 | 2545321.0132 | 34.8963 | MP30 | 19 | 5 | 1000 | 0.095 | 23.75 | 1.25 | 250 | P.08 | Active
| 1 | 2 | 12.7.2 | UTP CABLE (FOR INDOOR) - 4 Pairs, 23 or 24 AWG, Cat 6A. F/UTP | - | PACKAGE ITEM | 0 | 0 | 0 | 0 | 0 | 0 | 0 | 0 | 0 | 0 | 0 | - | 0 | 0 | 0 | 0 | 0 | 0 | 0 | - | Inactive
| 1 | 0 | 12.8 | IRIG-B CABLE | - | PACKAGE ITEM | 60 | 0 | 7412.715 | 1859.1222 | 909.4468 | 0 | 444762.9014 | 111547.3324 | 54566.8094 | 610877.0432 | 8.3751 | MP30 | 19 | 5 | 1000 | 0.095 | 5.7 | 0.3 | 60 | P.08 | Active
| 1 | 0 | 12.9 | Single Mode Fibre Optic cable(FO/PVC/SWA/PVC) | - | PACKAGE ITEM | 0 | 0 | 0 | 0 | 0 | 0 | 0 | 0 | 0 | 0 | 0 | - | 0 | 0 | 0 | 0 | 0 | 0 | 0 | - | Inactive
| 1 | 1 | 12.10 | CONCRETE INSPECTION PIT (300x300x500D) (only for construction) | - | PACKAGE ITEM | 100 | 0 | 243662.8925 | 61108.5386 | 29893.1216 | 0 | 24366289.2523 | 6110853.8645 | 2989312.1648 | 33466455.2817 | 458.8102 | MP01 | 6 | 0.50004 | 1 | 3.0002 | 300.023 | 50.0038 | 100 | P.09 | Active
| 1 | 1 | 12.11 | (Empty) | - | PACKAGE ITEM | 0 | 0 | 0 | 0 | 0 | 0 | 0 | 0 | 0 | 0 | 0 | - | 0 | 0 | 0 | 0 | 0 | 0 | 0 | - | Inactive
| 0 | 1 | 12.12 | Electric Heat Tracing | - | PACKAGE ITEM | 0 | 0 | 0 | 0 | 0 | 0 | 0 | 0 | 0 | 0 | 0 | - | 0 | 0 | 0 | 0 | 0 | 0 | 0 | - | Inactive
| 1 | 2 | 12.12.1 | Electric Heat Tracing, Power-kit Junction Box (2P), GRP Type - M20X4, M32X1, Incomming 16 sqmm | - | PACKAGE ITEM | 0 | 0 | 0 | 0 | 0 | 0 | 0 | 0 | 0 | 0 | 0 | - | 0 | 0 | 0 | 0 | 0 | 0 | 0 | - | Inactive
| 0 | 2 | 12.12.2 | Self-Regulating Heating Cable | - | PACKAGE ITEM | 0 | 0 | 0 | 0 | 0 | 0 | 0 | 0 | 0 | 0 | 0 | - | 0 | 0 | 0 | 0 | 0 | 0 | 0 | - | Inactive
| 1 | 3 | 12.12.2.1 | Self-Regulating Heating Cable - BSX 3-2 FOJ (Width :13.3mm, Thickness : 5.5mm, Weight : 0.15kg/m) | - | PACKAGE ITEM | 0 | 0 | 0 | 0 | 0 | 0 | 0 | 0 | 0 | 0 | 0 | - | 0 | 0 | 0 | 0 | 0 | 0 | 0 | - | Inactive
| 1 | 3 | 12.12.2.2 | Self-Regulating Heating Cable - BSX 5-2 FOJ (Width :13.3mm, Thickness : 5.5mm, Weight : 0.15kg/m) | - | PACKAGE ITEM | 0 | 0 | 0 | 0 | 0 | 0 | 0 | 0 | 0 | 0 | 0 | - | 0 | 0 | 0 | 0 | 0 | 0 | 0 | - | Inactive
| 1 | 3 | 12.12.2.3 | Self-Regulating Heating Cable - BSX 8-2 FOJ (Width :13.3mm, Thickness : 5.5mm, Weight : 0.15kg/m) | - | PACKAGE ITEM | 0 | 0 | 0 | 0 | 0 | 0 | 0 | 0 | 0 | 0 | 0 | - | 0 | 0 | 0 | 0 | 0 | 0 | 0 | - | Inactive
| 1 | 3 | 12.12.2.4 | Self-Regulating Heating Cable - BSX 10-2 FOJ (Width :13.3mm, Thickness : 5.5mm, Weight : 0.15kg/m) | - | PACKAGE ITEM | 0 | 0 | 0 | 0 | 0 | 0 | 0 | 0 | 0 | 0 | 0 | - | 0 | 0 | 0 | 0 | 0 | 0 | 0 | - | Inactive
| 1 | 3 | 12.12.2.5 | Self-Regulating Heating Cable - HTSX 3-2 OJ (Width :11.2mm, Thickness : 5.2mm, Weight : 0.15kg/m) | - | PACKAGE ITEM | 0 | 0 | 0 | 0 | 0 | 0 | 0 | 0 | 0 | 0 | 0 | - | 0 | 0 | 0 | 0 | 0 | 0 | 0 | - | Inactive
| 1 | 3 | 12.12.2.6 | Self-Regulating Heating Cable - HTSX 6-2 OJ (Width :11.2mm, Thickness : 5.2mm, Weight : 0.15kg/m) | - | PACKAGE ITEM | 0 | 0 | 0 | 0 | 0 | 0 | 0 | 0 | 0 | 0 | 0 | - | 0 | 0 | 0 | 0 | 0 | 0 | 0 | - | Inactive
| 1 | 3 | 12.12.2.7 | Self-Regulating Heating Cable - HTSX 9-2 OJ (Width :11.2mm, Thickness : 5.2mm, Weight : 0.15kg/m) | - | PACKAGE ITEM | 0 | 0 | 0 | 0 | 0 | 0 | 0 | 0 | 0 | 0 | 0 | - | 0 | 0 | 0 | 0 | 0 | 0 | 0 | - | Inactive
| 1 | 3 | 12.12.2.8 | Self-Regulating Heating Cable - HTSX 15-2 OJ (Width :11.2mm, Thickness : 5.2mm, Weight : 0.15kg/m) | - | PACKAGE ITEM | 0 | 0 | 0 | 0 | 0 | 0 | 0 | 0 | 0 | 0 | 0 | - | 0 | 0 | 0 | 0 | 0 | 0 | 0 | - | Inactive
| 1 | 3 | 12.12.2.9 | Self-Regulating Heating Cable - HTSX 20-2 OJ (Width :11.2mm, Thickness : 5.2mm, Weight : 0.15kg/m) | - | PACKAGE ITEM | 0 | 0 | 0 | 0 | 0 | 0 | 0 | 0 | 0 | 0 | 0 | - | 0 | 0 | 0 | 0 | 0 | 0 | 0 | - | Inactive
| 0 | 2 | 12.12.3 | Mineral Insulated Heating Cable | - | PACKAGE ITEM | 0 | 0 | 0 | 0 | 0 | 0 | 0 | 0 | 0 | 0 | 0 | - | 0 | 0 | 0 | 0 | 0 | 0 | 0 | - | Inactive
| 1 | 3 | 12.12.3.1 | Mineral Insulated Heating Cable - MIQ-10E1H-1S, Diameter : 4.3mm | - | PACKAGE ITEM | 0 | 0 | 0 | 0 | 0 | 0 | 0 | 0 | 0 | 0 | 0 | - | 0 | 0 | 0 | 0 | 0 | 0 | 0 | - | Inactive
| 1 | 3 | 12.12.3.2 | Mineral Insulated Heating Cable - MIQ-10E1L-2S, Diameter : 4.3mm | - | PACKAGE ITEM | 0 | 0 | 0 | 0 | 0 | 0 | 0 | 0 | 0 | 0 | 0 | - | 0 | 0 | 0 | 0 | 0 | 0 | 0 | - | Inactive
| 1 | 3 | 12.12.3.3 | Mineral Insulated Heating Cable - MIQ-10E2L-2S, Diameter : 4.2mm | - | PACKAGE ITEM | 0 | 0 | 0 | 0 | 0 | 0 | 0 | 0 | 0 | 0 | 0 | - | 0 | 0 | 0 | 0 | 0 | 0 | 0 | - | Inactive
| 1 | 3 | 12.12.3.4 | Mineral Insulated Heating Cable - MIQ-10E2H-1S, Diameter : 4.3mm | - | PACKAGE ITEM | 0 | 0 | 0 | 0 | 0 | 0 | 0 | 0 | 0 | 0 | 0 | - | 0 | 0 | 0 | 0 | 0 | 0 | 0 | - | Inactive
| 1 | 3 | 12.12.3.5 | Mineral Insulated Heating Cable - MIQ-10E2H-2S, Diameter : 7.1mm | - | PACKAGE ITEM | 0 | 0 | 0 | 0 | 0 | 0 | 0 | 0 | 0 | 0 | 0 | - | 0 | 0 | 0 | 0 | 0 | 0 | 0 | - | Inactive
| 1 | 3 | 12.12.3.6 | Mineral Insulated Heating Cable - MIQ-11E0L-2S, Diameter : 4.1mm | - | PACKAGE ITEM | 0 | 0 | 0 | 0 | 0 | 0 | 0 | 0 | 0 | 0 | 0 | - | 0 | 0 | 0 | 0 | 0 | 0 | 0 | - | Inactive
| 1 | 3 | 12.12.3.7 | Mineral Insulated Heating Cable - MIQ-14E1L-2S, Diameter : 4.1mm | - | PACKAGE ITEM | 0 | 0 | 0 | 0 | 0 | 0 | 0 | 0 | 0 | 0 | 0 | - | 0 | 0 | 0 | 0 | 0 | 0 | 0 | - | Inactive
| 1 | 3 | 12.12.3.8 | Mineral Insulated Heating Cable - MIQ-15E2L-2S, Diameter : 4.4mm | - | PACKAGE ITEM | 0 | 0 | 0 | 0 | 0 | 0 | 0 | 0 | 0 | 0 | 0 | - | 0 | 0 | 0 | 0 | 0 | 0 | 0 | - | Inactive
| 1 | 3 | 12.12.3.9 | Mineral Insulated Heating Cable - MIQ-16E1H-1S, Diameter : 4.3mm | - | PACKAGE ITEM | 0 | 0 | 0 | 0 | 0 | 0 | 0 | 0 | 0 | 0 | 0 | - | 0 | 0 | 0 | 0 | 0 | 0 | 0 | - | Inactive
| 1 | 3 | 12.12.3.10 | Mineral Insulated Heating Cable - MIQ-17E1L-2S, Diameter : 4.1mm | - | PACKAGE ITEM | 0 | 0 | 0 | 0 | 0 | 0 | 0 | 0 | 0 | 0 | 0 | - | 0 | 0 | 0 | 0 | 0 | 0 | 0 | - | Inactive
| 1 | 3 | 12.12.3.11 | Mineral Insulated Heating Cable - MIQ-17E2H-1S, Diameter : 4.6mm | - | PACKAGE ITEM | 0 | 0 | 0 | 0 | 0 | 0 | 0 | 0 | 0 | 0 | 0 | - | 0 | 0 | 0 | 0 | 0 | 0 | 0 | - | Inactive
| 1 | 3 | 12.12.3.12 | Mineral Insulated Heating Cable - MIQ-20E1H-1S, Diameter : 4.4mm | - | PACKAGE ITEM | 0 | 0 | 0 | 0 | 0 | 0 | 0 | 0 | 0 | 0 | 0 | - | 0 | 0 | 0 | 0 | 0 | 0 | 0 | - | Inactive
| 1 | 3 | 12.12.3.13 | Mineral Insulated Heating Cable - MIQ-20E1L-2S, Diameter : 4.1mm | - | PACKAGE ITEM | 0 | 0 | 0 | 0 | 0 | 0 | 0 | 0 | 0 | 0 | 0 | - | 0 | 0 | 0 | 0 | 0 | 0 | 0 | - | Inactive
| 1 | 3 | 12.12.3.14 | Mineral Insulated Heating Cable - MIQ-20E2L-2S, Diameter : 4.3mm | - | PACKAGE ITEM | 0 | 0 | 0 | 0 | 0 | 0 | 0 | 0 | 0 | 0 | 0 | - | 0 | 0 | 0 | 0 | 0 | 0 | 0 | - | Inactive
| 1 | 3 | 12.12.3.15 | Mineral Insulated Heating Cable - MIQ-20E2H-1S, Diameter : 4.4mm | - | PACKAGE ITEM | 0 | 0 | 0 | 0 | 0 | 0 | 0 | 0 | 0 | 0 | 0 | - | 0 | 0 | 0 | 0 | 0 | 0 | 0 | - | Inactive
| 1 | 3 | 12.12.3.16 | Mineral Insulated Heating Cable - MIQ-20E3H-1S, Diameter : 5.1mm | - | PACKAGE ITEM | 0 | 0 | 0 | 0 | 0 | 0 | 0 | 0 | 0 | 0 | 0 | - | 0 | 0 | 0 | 0 | 0 | 0 | 0 | - | Inactive
| 1 | 3 | 12.12.3.17 | Mineral Insulated Heating Cable - MIQ-25E2L-2S, Diameter : 4.3mm | - | PACKAGE ITEM | 0 | 0 | 0 | 0 | 0 | 0 | 0 | 0 | 0 | 0 | 0 | - | 0 | 0 | 0 | 0 | 0 | 0 | 0 | - | Inactive
| 1 | 3 | 12.12.3.18 | Mineral Insulated Heating Cable - MIQ-30E2L-2S, Diameter : 4.3mm | - | PACKAGE ITEM | 0 | 0 | 0 | 0 | 0 | 0 | 0 | 0 | 0 | 0 | 0 | - | 0 | 0 | 0 | 0 | 0 | 0 | 0 | - | Inactive
| 1 | 3 | 12.12.3.19 | Mineral Insulated Heating Cable - MIQ-30E2H-1S, Diameter : 4.3mm | - | PACKAGE ITEM | 0 | 0 | 0 | 0 | 0 | 0 | 0 | 0 | 0 | 0 | 0 | - | 0 | 0 | 0 | 0 | 0 | 0 | 0 | - | Inactive
| 1 | 3 | 12.12.3.20 | Mineral Insulated Heating Cable - MIQ-30E3H-1S, Diameter : 4.7mm | - | PACKAGE ITEM | 0 | 0 | 0 | 0 | 0 | 0 | 0 | 0 | 0 | 0 | 0 | - | 0 | 0 | 0 | 0 | 0 | 0 | 0 | - | Inactive
| 1 | 3 | 12.12.3.21 | Mineral Insulated Heating Cable - MIQ-32E1L-2S, Diameter : 4.2mm | - | PACKAGE ITEM | 0 | 0 | 0 | 0 | 0 | 0 | 0 | 0 | 0 | 0 | 0 | - | 0 | 0 | 0 | 0 | 0 | 0 | 0 | - | Inactive
| 1 | 3 | 12.12.3.22 | Mineral Insulated Heating Cable - MIQ-38E2H-1S, Diameter : 4.3mm | - | PACKAGE ITEM | 0 | 0 | 0 | 0 | 0 | 0 | 0 | 0 | 0 | 0 | 0 | - | 0 | 0 | 0 | 0 | 0 | 0 | 0 | - | Inactive
| 1 | 3 | 12.12.3.23 | Mineral Insulated Heating Cable - MIQ-40E1L-2S, Diameter : 4.1mm | - | PACKAGE ITEM | 0 | 0 | 0 | 0 | 0 | 0 | 0 | 0 | 0 | 0 | 0 | - | 0 | 0 | 0 | 0 | 0 | 0 | 0 | - | Inactive
| 1 | 3 | 12.12.3.24 | Mineral Insulated Heating Cable - MIQ-40E3H-1S, Diameter : 4.4mm | - | PACKAGE ITEM | 0 | 0 | 0 | 0 | 0 | 0 | 0 | 0 | 0 | 0 | 0 | - | 0 | 0 | 0 | 0 | 0 | 0 | 0 | - | Inactive
| 1 | 3 | 12.12.3.25 | Mineral Insulated Heating Cable - MIQ-50E1L-2S, Diameter : 4.1mm | - | PACKAGE ITEM | 0 | 0 | 0 | 0 | 0 | 0 | 0 | 0 | 0 | 0 | 0 | - | 0 | 0 | 0 | 0 | 0 | 0 | 0 | - | Inactive
| 1 | 3 | 12.12.3.26 | Mineral Insulated Heating Cable - MIQ-50E2H-1S, Diameter : 4.3mm | - | PACKAGE ITEM | 0 | 0 | 0 | 0 | 0 | 0 | 0 | 0 | 0 | 0 | 0 | - | 0 | 0 | 0 | 0 | 0 | 0 | 0 | - | Inactive
| 1 | 3 | 12.12.3.27 | Mineral Insulated Heating Cable - MIQ-50E2L-2S, Diameter : 4.1mm | - | PACKAGE ITEM | 0 | 0 | 0 | 0 | 0 | 0 | 0 | 0 | 0 | 0 | 0 | - | 0 | 0 | 0 | 0 | 0 | 0 | 0 | - | Inactive
| 1 | 3 | 12.12.3.28 | Mineral Insulated Heating Cable - MIQ-50E3L-2S, Diameter : 5.7mm | - | PACKAGE ITEM | 0 | 0 | 0 | 0 | 0 | 0 | 0 | 0 | 0 | 0 | 0 | - | 0 | 0 | 0 | 0 | 0 | 0 | 0 | - | Inactive
| 1 | 3 | 12.12.3.29 | Mineral Insulated Heating Cable - MIQ-60E1L-2S, Diameter : 4.1mm | - | PACKAGE ITEM | 0 | 0 | 0 | 0 | 0 | 0 | 0 | 0 | 0 | 0 | 0 | - | 0 | 0 | 0 | 0 | 0 | 0 | 0 | - | Inactive
| 1 | 3 | 12.12.3.30 | Mineral Insulated Heating Cable - MIQ-65E4H-1S, Diameter : 4.6mm | - | PACKAGE ITEM | 0 | 0 | 0 | 0 | 0 | 0 | 0 | 0 | 0 | 0 | 0 | - | 0 | 0 | 0 | 0 | 0 | 0 | 0 | - | Inactive
| 1 | 3 | 12.12.3.31 | Mineral Insulated Heating Cable - MIQ-70E2H-1S, Diameter : 4.3mm | - | PACKAGE ITEM | 0 | 0 | 0 | 0 | 0 | 0 | 0 | 0 | 0 | 0 | 0 | - | 0 | 0 | 0 | 0 | 0 | 0 | 0 | - | Inactive
| 1 | 3 | 12.12.3.32 | Mineral Insulated Heating Cable - MIQ-70E2L-2S, Diameter : 4.6mm | - | PACKAGE ITEM | 0 | 0 | 0 | 0 | 0 | 0 | 0 | 0 | 0 | 0 | 0 | - | 0 | 0 | 0 | 0 | 0 | 0 | 0 | - | Inactive
| 1 | 3 | 12.12.3.33 | Mineral Insulated Heating Cable - MIQ-70E3L-2S, Diameter : 5.2mm | - | PACKAGE ITEM | 0 | 0 | 0 | 0 | 0 | 0 | 0 | 0 | 0 | 0 | 0 | - | 0 | 0 | 0 | 0 | 0 | 0 | 0 | - | Inactive
| 1 | 3 | 12.12.3.34 | Mineral Insulated Heating Cable - MIQ-80E3H-1S, Diameter : 4.3mm | - | PACKAGE ITEM | 0 | 0 | 0 | 0 | 0 | 0 | 0 | 0 | 0 | 0 | 0 | - | 0 | 0 | 0 | 0 | 0 | 0 | 0 | - | Inactive
| 1 | 3 | 12.12.3.35 | Mineral Insulated Heating Cable - MIQ-90E1L-2S, Diameter : 4.1mm | - | PACKAGE ITEM | 0 | 0 | 0 | 0 | 0 | 0 | 0 | 0 | 0 | 0 | 0 | - | 0 | 0 | 0 | 0 | 0 | 0 | 0 | - | Inactive
| 0 | 2 | 12.12.4 | Series Constant Watt Heating Cable | - | PACKAGE ITEM | 0 | 0 | 0 | 0 | 0 | 0 | 0 | 0 | 0 | 0 | 0 | - | 0 | 0 | 0 | 0 | 0 | 0 | 0 | - | Inactive
| 1 | 3 | 12.12.4.1 | Series Constant Watt Heating Cable - TEK 2C40-OJ, Diameter : 1.29 mm | - | PACKAGE ITEM | 0 | 0 | 0 | 0 | 0 | 0 | 0 | 0 | 0 | 0 | 0 | - | 0 | 0 | 0 | 0 | 0 | 0 | 0 | - | Inactive
| 1 | 3 | 12.12.4.2 | Series Constant Watt Heating Cable - TEK 2C50-OJ, Diameter : 1.62 mm | - | PACKAGE ITEM | 0 | 0 | 0 | 0 | 0 | 0 | 0 | 0 | 0 | 0 | 0 | - | 0 | 0 | 0 | 0 | 0 | 0 | 0 | - | Inactive
| 1 | 3 | 12.12.4.3 | Series Constant Watt Heating Cable - TEK 2C60-OJ, Diameter : 2.05 mm | - | PACKAGE ITEM | 0 | 0 | 0 | 0 | 0 | 0 | 0 | 0 | 0 | 0 | 0 | - | 0 | 0 | 0 | 0 | 0 | 0 | 0 | - | Inactive
| 1 | 3 | 12.12.4.4 | Series Constant Watt Heating Cable - TEK 3C50-OJ | - | PACKAGE ITEM | 0 | 0 | 0 | 0 | 0 | 0 | 0 | 0 | 0 | 0 | 0 | - | 0 | 0 | 0 | 0 | 0 | 0 | 0 | - | Inactive
| 1 | 3 | 12.12.4.5 | Series Constant Watt Heating Cable - TEK 3C60-OJ | - | PACKAGE ITEM | 0 | 0 | 0 | 0 | 0 | 0 | 0 | 0 | 0 | 0 | 0 | - | 0 | 0 | 0 | 0 | 0 | 0 | 0 | - | Inactive
| 0 | 2 | 12.12.5 | Power Termination Kit | - | PACKAGE ITEM | 0 | 0 | 0 | 0 | 0 | 0 | 0 | 0 | 0 | 0 | 0 | - | 0 | 0 | 0 | 0 | 0 | 0 | 0 | - | Inactive
| 1 | 3 | 12.12.5.1 | Power Termination Kit - ZP-XP (for SR Cable) | - | PACKAGE ITEM | 0 | 0 | 0 | 0 | 0 | 0 | 0 | 0 | 0 | 0 | 0 | - | 0 | 0 | 0 | 0 | 0 | 0 | 0 | - | Inactive
| 1 | 3 | 12.12.5.2 | Power Termination Kit - ZP-MI (for MI Cable) | - | PACKAGE ITEM | 0 | 0 | 0 | 0 | 0 | 0 | 0 | 0 | 0 | 0 | 0 | - | 0 | 0 | 0 | 0 | 0 | 0 | 0 | - | Inactive
| 1 | 3 | 12.12.5.3 | Power Termination Kit - ZP-M (for TEK Cable) | - | PACKAGE ITEM | 0 | 0 | 0 | 0 | 0 | 0 | 0 | 0 | 0 | 0 | 0 | - | 0 | 0 | 0 | 0 | 0 | 0 | 0 | - | Inactive
| 0 | 2 | 12.12.6 | Local Thermostat Kit | - | PACKAGE ITEM | 0 | 0 | 0 | 0 | 0 | 0 | 0 | 0 | 0 | 0 | 0 | - | 0 | 0 | 0 | 0 | 0 | 0 | 0 | - | Inactive
| 1 | 3 | 12.12.6.1 | Local Thermostat Kit - ZT-C-100-P-XP (for SR Cable) | - | PACKAGE ITEM | 0 | 0 | 0 | 0 | 0 | 0 | 0 | 0 | 0 | 0 | 0 | - | 0 | 0 | 0 | 0 | 0 | 0 | 0 | - | Inactive
| 1 | 3 | 12.12.6.2 | Local Thermostat Kit - ZT-C-200-P-XP (for SR Cable) | - | PACKAGE ITEM | 0 | 0 | 0 | 0 | 0 | 0 | 0 | 0 | 0 | 0 | 0 | - | 0 | 0 | 0 | 0 | 0 | 0 | 0 | - | Inactive
| 1 | 3 | 12.12.6.3 | Local Thermostat Kit - ZT-C-300-MI-WP (for MI and TEK Cable) | - | PACKAGE ITEM | 0 | 0 | 0 | 0 | 0 | 0 | 0 | 0 | 0 | 0 | 0 | - | 0 | 0 | 0 | 0 | 0 | 0 | 0 | - | Inactive
| 0 | 2 | 12.12.7 | Splice & End Box for TEK Cable | - | PACKAGE ITEM | 0 | 0 | 0 | 0 | 0 | 0 | 0 | 0 | 0 | 0 | 0 | - | 0 | 0 | 0 | 0 | 0 | 0 | 0 | - | Inactive
| 1 | 3 | 12.12.7.1 | Splice & End Box for TEK Cable - ZP-M | - | PACKAGE ITEM | 0 | 0 | 0 | 0 | 0 | 0 | 0 | 0 | 0 | 0 | 0 | - | 0 | 0 | 0 | 0 | 0 | 0 | 0 | - | Inactive
| 1 | 3 | 12.12.7.2 | Splice & End Box for TEK Cable - ZS | - | PACKAGE ITEM | 0 | 0 | 0 | 0 | 0 | 0 | 0 | 0 | 0 | 0 | 0 | - | 0 | 0 | 0 | 0 | 0 | 0 | 0 | - | Inactive
| 0 | 2 | 12.12.8 | Cold Lead for MIQ Cable | - | PACKAGE ITEM | 0 | 0 | 0 | 0 | 0 | 0 | 0 | 0 | 0 | 0 | 0 | - | 0 | 0 | 0 | 0 | 0 | 0 | 0 | - | Inactive
| 1 | 3 | 12.12.8.1 | Cold Lead for MIQ Cable - Cold Lead (1S), Diameter :4.3mm | - | PACKAGE ITEM | 0 | 0 | 0 | 0 | 0 | 0 | 0 | 0 | 0 | 0 | 0 | - | 0 | 0 | 0 | 0 | 0 | 0 | 0 | - | Inactive
| 1 | 3 | 12.12.8.2 | Cold Lead for MIQ Cable - Cold Lead (2S), Diameter :4.1mm | - | PACKAGE ITEM | 0 | 0 | 0 | 0 | 0 | 0 | 0 | 0 | 0 | 0 | 0 | - | 0 | 0 | 0 | 0 | 0 | 0 | 0 | - | Inactive
| 0 | 2 | 12.12.9 | Cable Fabrication Kit | - | PACKAGE ITEM | 0 | 0 | 0 | 0 | 0 | 0 | 0 | 0 | 0 | 0 | 0 | - | 0 | 0 | 0 | 0 | 0 | 0 | 0 | - | Inactive
| 1 | 3 | 12.12.9.1 | Cable Fabrication Kit - PETK-1 (for BSX) | - | PACKAGE ITEM | 0 | 0 | 0 | 0 | 0 | 0 | 0 | 0 | 0 | 0 | 0 | - | 0 | 0 | 0 | 0 | 0 | 0 | 0 | - | Inactive
| 1 | 3 | 12.12.9.2 | Cable Fabrication Kit - PETK-2 (for HTSX) | - | PACKAGE ITEM | 0 | 0 | 0 | 0 | 0 | 0 | 0 | 0 | 0 | 0 | 0 | - | 0 | 0 | 0 | 0 | 0 | 0 | 0 | - | Inactive
| 0 | 2 | 12.12.10 | Fixing Tape, Polyester 108' roll 1/2" wide | - | PACKAGE ITEM | 0 | 0 | 0 | 0 | 0 | 0 | 0 | 0 | 0 | 0 | 0 | - | 0 | 0 | 0 | 0 | 0 | 0 | 0 | - | Inactive
| 1 | 3 | 12.12.10.1 | Fixing Tape, Polyester 108' roll 1/2" wide - FT-1L (for BSX) | - | PACKAGE ITEM | 0 | 0 | 0 | 0 | 0 | 0 | 0 | 0 | 0 | 0 | 0 | - | 0 | 0 | 0 | 0 | 0 | 0 | 0 | - | Inactive
| 1 | 3 | 12.12.10.2 | Fixing Tape, Polyester 108' roll 1/2" wide - FT-1H (for HTSX) | - | PACKAGE ITEM | 0 | 0 | 0 | 0 | 0 | 0 | 0 | 0 | 0 | 0 | 0 | - | 0 | 0 | 0 | 0 | 0 | 0 | 0 | - | Inactive
| 0 | 2 | 12.12.11 | Aluminum Tape 33m/ Roll | - | PACKAGE ITEM | 0 | 0 | 0 | 0 | 0 | 0 | 0 | 0 | 0 | 0 | 0 | - | 0 | 0 | 0 | 0 | 0 | 0 | 0 | - | Inactive
| 1 | 3 | 12.12.11.1 | Aluminum Tape 33m/ Roll - AL-20H | - | PACKAGE ITEM | 0 | 0 | 0 | 0 | 0 | 0 | 0 | 0 | 0 | 0 | 0 | - | 0 | 0 | 0 | 0 | 0 | 0 | 0 | - | Inactive
| 0 | 2 | 12.12.12 | Band Attachment, stainless steel | - | PACKAGE ITEM | 0 | 0 | 0 | 0 | 0 | 0 | 0 | 0 | 0 | 0 | 0 | - | 0 | 0 | 0 | 0 | 0 | 0 | 0 | - | Inactive
| 1 | 3 | 12.12.12.1 | Band Attachment, stainless steel - B-4 | - | PACKAGE ITEM | 0 | 0 | 0 | 0 | 0 | 0 | 0 | 0 | 0 | 0 | 0 | - | 0 | 0 | 0 | 0 | 0 | 0 | 0 | - | Inactive
| 1 | 3 | 12.12.12.2 | Band Attachment, stainless steel - B-21 | - | PACKAGE ITEM | 0 | 0 | 0 | 0 | 0 | 0 | 0 | 0 | 0 | 0 | 0 | - | 0 | 0 | 0 | 0 | 0 | 0 | 0 | - | Inactive
| 0 | 2 | 12.12.13 | SUS Wire for Attaching MI Cable | - | PACKAGE ITEM | 0 | 0 | 0 | 0 | 0 | 0 | 0 | 0 | 0 | 0 | 0 | - | 0 | 0 | 0 | 0 | 0 | 0 | 0 | - | Inactive
| 1 | 3 | 12.12.13.1 | SUS Wire for Attaching MI Cable - SSTW | - | PACKAGE ITEM | 0 | 0 | 0 | 0 | 0 | 0 | 0 | 0 | 0 | 0 | 0 | - | 0 | 0 | 0 | 0 | 0 | 0 | 0 | - | Inactive
| 1 | 2 | 12.12.14 | Name Plate | - | PACKAGE ITEM | 0 | 0 | 0 | 0 | 0 | 0 | 0 | 0 | 0 | 0 | 0 | - | 0 | 0 | 0 | 0 | 0 | 0 | 0 | - | Inactive
| 1 | 2 | 12.12.15 | Inline Splice Kit (PBSK) | - | PACKAGE ITEM | 0 | 0 | 0 | 0 | 0 | 0 | 0 | 0 | 0 | 0 | 0 | - | 0 | 0 | 0 | 0 | 0 | 0 | 0 | - | Inactive
| 0 | 2 | 12.12.16 | Fiber Optic Termination Work | - | PACKAGE ITEM | 0 | 0 | 0 | 0 | 0 | 0 | 0 | 0 | 0 | 0 | 0 | - | 0 | 0 | 0 | 0 | 0 | 0 | 0 | - | Inactive
| 1 | 3 | 12.12.16.1 | - TELECOM | - | PACKAGE ITEM | 0 | 0 | 0 | 0 | 0 | 0 | 0 | 0 | 0 | 0 | 0 | - | 0 | 0 | 0 | 0 | 0 | 0 | 0 | - | Inactive
| 1 | 3 | 12.12.16.2 | - ECMS | - | PACKAGE ITEM | 0 | 0 | 0 | 0 | 0 | 0 | 0 | 0 | 0 | 0 | 0 | - | 0 | 0 | 0 | 0 | 0 | 0 | 0 | - | Inactive
| 1 | 3 | 12.12.16.3 | - FA | - | PACKAGE ITEM | 0 | 0 | 0 | 0 | 0 | 0 | 0 | 0 | 0 | 0 | 0 | - | 0 | 0 | 0 | 0 | 0 | 0 | 0 | - | Inactive
| 0 | 0 | 13 | Direct Work for Special Work | - | DIRECT WORK FOR SPECIAL WORK | 0 | 0 | 0 | 0 | 0 | 0 | 0 | 0 | 0 | 0 | 0 | - | 0 | 0 | 0 | 0 | 0 | 0 | 702 | - | Active
| 1 | 1 | 13.1 | Scaffolding | - | DIRECT WORK FOR SPECIAL WORK | 2 | 188672496.0254 | 0 | 0 | 0 | 377344992.0509 | 0 | 0 | 0 | 0 | 0 | SCAF | 15 | 2030 | 1 | 30450 | 60900 | 4060 | 2 | Q.01 | Active
| 1 | 1 | 13.2 | PVC Insert | - | DIRECT WORK FOR SPECIAL WORK | 700 | 23416.7992 | 0 | 0 | 0 | 16391759.4065 | 0 | 0 | 0 | 0 | 0 | - | 0 | 0 | 0 | 0 | 0 | 0 | 700 | - | Active
| 0 | 0 | 14 | Pre-Commissioning work (Electrical Test) | - | PRE-COMMISSIONING WORK | 0 | 0 | 0 | 0 | 0 | 0 | 0 | 0 | 0 | 0 | 0 | - | 0 | 0 | 0 | 0 | 0 | 0 | 527 | - | Active
| 1 | 1 | 14.1 | Solo run test | - | PRE-COMMISSIONING WORK | 167 | 0 | 0 | 985097.9762 | 0 | 0 | 0 | 164511362.0195 | 0 | 164511362.0195 | 0 | - | 0 | 0 | 0 | 0 | 0 | 0 | 167 | - | Active
| 1 | 1 | 14.2 | Emergency Diesel Generator | - | PRE-COMMISSIONING WORK | 0 | 0 | 0 | 0 | 0 | 0 | 0 | 0 | 0 | 0 | 0 | - | 0 | 0 | 0 | 0 | 0 | 0 | 0 | - | Inactive
| 1 | 1 | 14.3 | Feeder Test (HV/MV SWGR&MCC) | - | PRE-COMMISSIONING WORK | 96 | 0 | 0 | 1127411.794 | 0 | 0 | 0 | 60880236.8768 | 0 | 60880236.8768 | 0 | - | 0 | 0 | 0 | 0 | 0 | 0 | 96 | - | Active
| 1 | 1 | 14.4 | Transformer & NER Test | - | PRE-COMMISSIONING WORK | 4 | 0 | 0 | 7224049.1815 | 0 | 0 | 0 | 28896196.7259 | 0 | 28896196.7259 | 0 | - | 0 | 0 | 0 | 0 | 0 | 0 | 4 | - | Active
| 1 | 1 | 14.5 | AC/DC UPS | - | PRE-COMMISSIONING WORK | 47 | 0 | 0 | 328366.3225 | 0 | 0 | 0 | 15433217.1585 | 0 | 15433217.1585 | 0 | - | 0 | 0 | 0 | 0 | 0 | 0 | 47 | - | Active
| 1 | 1 | 14.6 | BUSDUCT | - | PRE-COMMISSIONING WORK | 94 | 0 | 0 | 197019.397 | 0 | 0 | 0 | 18519823.3135 | 0 | 18519823.3135 | 0 | - | 0 | 0 | 0 | 0 | 0 | 0 | 94 | - | Active
| 1 | 1 | 14.7 | Lighting Fixture | - | PRE-COMMISSIONING WORK | 15 | 0 | 0 | 26926.4866 | 0 | 0 | 0 | 403897.2984 | 0 | 403897.2984 | 0 | - | 0 | 0 | 0 | 0 | 0 | 0 | 15 | - | Active
| 0 | 1 | 14.8 | Pre-Commissioning & Commissioning work | - | PRE-COMMISSIONING WORK | 0 | 0 | 0 | 0 | 0 | 0 | 0 | 0 | 0 | 0 | 0 | - | 0 | 0 | 0 | 0 | 0 | 0 | 104 | - | Active
| 1 | 2 | 14.8.1 | Pre-Commissioning & Commissioning work - - Supervisor (1 Person X 4 Months) | - | PRE-COMMISSIONING WORK | 8 | 0 | 35857555.0304 | 0 | 0 | 0 | 286860440.2432 | 0 | 0 | 286860440.2432 | 0 | MP26 | 0 | 0 | 0 | 0 | 0 | 0 | 8 | - | Active
| 1 | 2 | 14.8.2 | Pre-Commissioning & Commissioning work - - Skilled test electrician (1 Person X 12 Months) | - | PRE-COMMISSIONING WORK | 24 | 0 | 14776464.6855 | 0 | 0 | 0 | 354635152.4509 | 0 | 0 | 354635152.4509 | 6240 | MP27 | 0 | 0 | 0 | 0 | 0 | 0 | 24 | - | Active
| 1 | 2 | 14.8.3 | Pre-Commissioning & Commissioning work - - Non skilled test electrician (3 Person X 12 Months) | - | PRE-COMMISSIONING WORK | 72 | 0 | 11098767.6233 | 0 | 0 | 0 | 799111268.8805 | 0 | 0 | 799111268.8805 | 18720 | MP28 | 0 | 0 | 0 | 0 | 0 | 0 | 72 | - | Active
| 0 | 0 | 15 | Electrical Heat Tracing System | - | ELECTRICAL HEAT TRACING | 0 | 0 | 0 | 0 | 0 | 0 | 0 | 0 | 0 | 0 | 0 | - | 0 | 0 | 0 | 0 | 0 | 0 | 10319 | - | Active
| 1 | 1 | 15.1 | LOCAL DISTRIBUTION PANEL BOARD | - | ELECTRICAL HEAT TRACING | 2 | 0 | 0 | 0 | 0 | 0 | 6091576.2787 | 1527713.4661 | 747328.0412 | 8366617.786 | 114.7025 | MP25 | 7 | 4.0007 | 1 | 28.0047 | 56.0095 | 8.0014 | 2 | H.03 | Active
| 0 | 1 | 15.2 | ELECTRICAL HEAT TRACING CABLE | - | ELECTRICAL HEAT TRACING | 0 | 0 | 0 | 0 | 0 | 0 | 0 | 0 | 0 | 0 | 0 | - | 0 | 0 | 0 | 0 | 0 | 0 | 5606 | - | Active
| 0 | 2 | 15.2.1 | Self limiting cable | - | ELECTRICAL HEAT TRACING | 0 | 0 | 0 | 0 | 0 | 0 | 0 | 0 | 0 | 0 | 0 | - | 0 | 0 | 0 | 0 | 0 | 0 | 4349 | - | Active
| 1 | 3 | 15.2.1.1 | HSB FL 15 | - | ELECTRICAL HEAT TRACING | 17 | 0 | 0 | 0 | 0 | 0 | 208212.329 | 52217.0846 | 25543.5934 | 285973.0069 | 3.9205 | MP30 | 19 | 10 | 500 | 0.38 | 6.46 | 0.34 | 17 | R.01 | Active
| 1 | 3 | 15.2.1.2 | HSB FL 25 | - | ELECTRICAL HEAT TRACING | 229 | 0 | 0 | 0 | 0 | 0 | 4649824.5219 | 1166154.6125 | 570460.4048 | 6386439.5392 | 87.5563 | MP30 | 19 | 10 | 500 | 0.38 | 87.0201 | 4.58 | 229 | R.01 | Active
| 1 | 3 | 15.2.1.3 | HSB FL 30 | - | ELECTRICAL HEAT TRACING | 700 | 0 | 0 | 0 | 0 | 0 | 17146897.6789 | 4300230.4972 | 2103590.0419 | 23550718.218 | 322.8664 | MP30 | 19 | 10 | 500 | 0.38 | 266.0003 | 14 | 700 | R.01 | Active
| 1 | 3 | 15.2.1.4 | HSB FL 45 | - | ELECTRICAL HEAT TRACING | 566 | 0 | 0 | 0 | 0 | 0 | 20613807.7403 | 5169814.7019 | 2528973.9079 | 28312596.3501 | 388.1558 | MP30 | 19 | 10 | 500 | 0.38 | 215.0803 | 11.32 | 566 | R.01 | Active
| 1 | 3 | 15.2.1.5 | HSB FL 60 | - | ELECTRICAL HEAT TRACING | 500 | 0 | 0 | 0 | 0 | 0 | 24333969.5372 | 6102770.7244 | 2985358.0482 | 33422098.3099 | 458.2033 | MP30 | 19 | 10 | 500 | 0.38 | 190.0002 | 10 | 500 | R.01 | Active
| 1 | 3 | 15.2.1.6 | MSB TPC 10 | - | ELECTRICAL HEAT TRACING | 90 | 0 | 0 | 0 | 0 | 0 | 725230.613 | 181870.6507 | 88967.624 | 996068.8877 | 13.6551 | MP30 | 19 | 10 | 500 | 0.38 | 34.2 | 1.8 | 90 | R.01 | Active
| 1 | 3 | 15.2.1.7 | HTSB FL 15 | - | ELECTRICAL HEAT TRACING | 762 | 0 | 0 | 0 | 0 | 0 | 9332811.4509 | 2340554.0278 | 1144954.0085 | 12818319.4872 | 175.7316 | MP30 | 19 | 10 | 500 | 0.38 | 289.5603 | 15.24 | 762 | R.01 | Active
| 1 | 3 | 15.2.1.8 | HTSB FL 45 | - | ELECTRICAL HEAT TRACING | 99 | 0 | 0 | 0 | 0 | 0 | 3605595.3468 | 904260.8754 | 442347.0263 | 4952203.2485 | 67.893 | MP30 | 19 | 10 | 500 | 0.38 | 37.62 | 1.98 | 99 | R.01 | Active
| 1 | 3 | 15.2.1.9 | HTSB FL 60 | - | ELECTRICAL HEAT TRACING | 158 | 0 | 0 | 0 | 0 | 0 | 7689534.3738 | 1928475.5489 | 943373.1432 | 10561383.0659 | 144.7922 | MP30 | 19 | 10 | 500 | 0.38 | 60.0401 | 3.16 | 158 | R.01 | Active
| 1 | 3 | 15.2.1.10 | HTSB FL 75 | - | ELECTRICAL HEAT TRACING | 596 | 0 | 0 | 0 | 0 | 0 | 36305770.986 | 9105172.2581 | 4454075.1256 | 49865018.3697 | 683.6272 | MP30 | 19 | 10 | 500 | 0.38 | 226.4803 | 11.92 | 596 | R.01 | Active
| 1 | 3 | 15.2.1.11 | HTSB FL 90 | - | ELECTRICAL HEAT TRACING | 632 | 0 | 0 | 0 | 0 | 0 | 46239336.5423 | 11596396.0161 | 5672733.868 | 63508466.4263 | 870.6712 | MP30 | 19 | 10 | 500 | 0.38 | 240.1603 | 12.64 | 632 | R.01 | Active
| 0 | 2 | 15.2.2 | Mineral Insulated cable | - | ELECTRICAL HEAT TRACING | 0 | 0 | 0 | 0 | 0 | 0 | 0 | 0 | 0 | 0 | 0 | - | 0 | 0 | 0 | 0 | 0 | 0 | 1257 | - | Active
| 1 | 3 | 15.2.2.1 | EMK CUNI 63 | - | ELECTRICAL HEAT TRACING | 386 | 0 | 0 | 0 | 0 | 0 | 19781178.5157 | 4960946.3635 | 2426799.5345 | 27168924.4137 | 372.4738 | MP30 | 19 | 10 | 500 | 0.38 | 146.6802 | 7.72 | 386 | R.02 | Active
| 1 | 3 | 15.2.2.2 | EMK CUNI 250 | - | ELECTRICAL HEAT TRACING | 345 | 0 | 0 | 0 | 0 | 0 | 70052967.5892 | 17568704.8604 | 8594272.4739 | 96215944.9235 | 1319.0793 | MP30 | 19 | 10 | 500 | 0.38 | 131.1002 | 6.9 | 345 | R.02 | Active
| 1 | 3 | 15.2.2.3 | EMK CUNI 630 | - | ELECTRICAL HEAT TRACING | 205 | 0 | 0 | 0 | 0 | 0 | 104923377.3977 | 26313854.0614 | 12872231.2453 | 144109462.7044 | 1975.6755 | MP30 | 19 | 10 | 500 | 0.38 | 77.9001 | 4.1 | 205 | R.02 | Active
| 1 | 3 | 15.2.2.4 | EMK CUNI 1000 | - | ELECTRICAL HEAT TRACING | 196 | 0 | 0 | 0 | 0 | 0 | 159193219.3252 | 39924245.2479 | 19530172.8103 | 218647637.3834 | 2997.5598 | MP30 | 19 | 10 | 500 | 0.38 | 74.4801 | 3.92 | 196 | R.02 | Active
| 1 | 3 | 15.2.2.5 | EMK CUNI 1600 | - | ELECTRICAL HEAT TRACING | 125 | 0 | 0 | 0 | 0 | 0 | 162442010.9658 | 40739025.7632 | 19928747.7656 | 223109784.4946 | 3058.7345 | MP30 | 19 | 10 | 500 | 0.38 | 47.5001 | 2.5 | 125 | R.02 | Active
| 0 | 1 | 15.3 | THERMOSTAT & SWITCH BOX | - | ELECTRICAL HEAT TRACING | 0 | 0 | 0 | 0 | 0 | 0 | 0 | 0 | 0 | 0 | 0 | - | 0 | 0 | 0 | 0 | 0 | 0 | 507 | - | Active
| 1 | 2 | 15.3.1 | BSTW II 0 to 190°C, -55°C, 1m, 25A, 160x160, Ex (for Self-limiting cable) | - | ELECTRICAL HEAT TRACING | 154 | 0 | 0 | 0 | 0 | 0 | 80011666.1853 | 20066233.4676 | 9816015.4272 | 109893915.0801 | 1506.5967 | MP25 | 7 | 0.15094 | 1 | 1.0566 | 162.7131 | 23.2447 | 154 | R.03 | Active
| 1 | 2 | 15.3.2 | BSTW 0 to 190°C / BTB 70 to 190°C, -55°C, 1m, Ex (for MI cable) | - | ELECTRICAL HEAT TRACING | 19 | 0 | 0 | 0 | 0 | 0 | 9871569.2047 | 2475704.1291 | 1211066.8384 | 13558340.1722 | 185.8788 | MP25 | 7 | 0.15094 | 1 | 1.0566 | 20.075 | 2.8679 | 19 | R.03 | Active
| 1 | 2 | 15.3.3 | Ex-d IIC Local switch | - | ELECTRICAL HEAT TRACING | 173 | 0 | 0 | 0 | 0 | 0 | 44941617.695 | 11270968.7983 | 5513541.1328 | 61726127.6262 | 846.2377 | MP25 | 7 | 0.15094 | 1 | 1.0566 | 182.7881 | 26.1126 | 173 | R.03 | Active
| 1 | 2 | 15.3.4 | Power Junction Box for HTSB, Ex-e Single 122 X 120 | - | ELECTRICAL HEAT TRACING | 102 | 0 | 0 | 0 | 0 | 0 | 10454301.599 | 2621847.3009 | 1282557.2669 | 14358706.1668 | 196.8514 | MP25 | 7 | 0.15094 | 1 | 1.0566 | 107.771 | 15.3959 | 102 | R.03 | Active
| 1 | 2 | 15.3.5 | 3Ph Field Junction Box Ex-e 220 X 120 | - | ELECTRICAL HEAT TRACING | 59 | 0 | 0 | 0 | 0 | 0 | 7682494.426 | 1926697.2581 | 942503.2376 | 10551694.9217 | 144.6587 | MP25 | 7 | 0.15094 | 1 | 1.0566 | 62.3381 | 8.9054 | 59 | R.03 | Active
| 0 | 1 | 15.4 | MOUNTING & TERMINATION & ACCESSORIES | - | ELECTRICAL HEAT TRACING | 0 | 0 | 0 | 0 | 0 | 0 | 0 | 0 | 0 | 0 | 0 | - | 0 | 0 | 0 | 0 | 0 | 0 | 4204 | - | Active
| 1 | 2 | 15.4.1 | Mounting bracket | - | ELECTRICAL HEAT TRACING | 507 | 0 | 0 | 0 | 0 | 0 | 135956339.5425 | 34096624.6102 | 16679412.8919 | 186732377.0445 | 2560.0151 | MP25 | 7 | 0.01025 | 1 | 0.071751 | 36.3777 | 5.1968 | 507 | R.04 | Active
| 1 | 2 | 15.4.2 | Mounting Plate (For 260X160 JB) | - | ELECTRICAL HEAT TRACING | 19 | 0 | 0 | 0 | 0 | 0 | 2571993.0129 | 645034.5746 | 315538.5063 | 3532566.0938 | 48.43 | MP25 | 7 | 0.01025 | 1 | 0.071751 | 1.3633 | 0.19475 | 19 | R.04 | Active
| 1 | 2 | 15.4.3 | Mounting Plate (For 160X160 JB) | - | ELECTRICAL HEAT TRACING | 154 | 0 | 0 | 0 | 0 | 0 | 12805848.3785 | 3211593.1977 | 1571049.6155 | 17588491.1917 | 241.1302 | MP25 | 7 | 0.01025 | 1 | 0.071751 | 11.0496 | 1.5785 | 154 | R.04 | Active
| 1 | 2 | 15.4.4 | Mounting plate (For Local s/w 165X165) | - | ELECTRICAL HEAT TRACING | 0 | 0 | 0 | 0 | 0 | 0 | 0 | 0 | 0 | 0 | 0 | - | 0 | 0 | 0 | 0 | 0 | 0 | 0 | - | Inactive
| 1 | 2 | 15.4.5 | Mounting Plate (For 220X120 JB) | - | ELECTRICAL HEAT TRACING | 59 | 0 | 0 | 0 | 0 | 0 | 5058276.3225 | 1268567.9967 | 620559.0624 | 6947403.3816 | 95.2456 | MP25 | 7 | 0.01025 | 1 | 0.071751 | 4.2333 | 0.60476 | 59 | R.04 | Active
| 1 | 2 | 15.4.6 | Mounting plate (For 122X120 JB) | - | ELECTRICAL HEAT TRACING | 102 | 0 | 0 | 0 | 0 | 0 | 4865534.8265 | 1220230.8193 | 596913.445 | 6682679.0908 | 91.6164 | MP25 | 7 | 0.01025 | 1 | 0.071751 | 7.3186 | 1.0455 | 102 | R.04 | Active
| 1 | 2 | 15.4.7 | Mounting plate (For Local s/w 165X165) | - | ELECTRICAL HEAT TRACING | 173 | 0 | 0 | 0 | 0 | 0 | 23418673.2231 | 5873209.5475 | 2873061.1362 | 32164943.9068 | 440.9676 | MP25 | 7 | 0.01025 | 1 | 0.071751 | 12.4129 | 1.7733 | 173 | R.04 | Active
| 1 | 2 | 15.4.8 | Fixing strap 14mm, 30m roll | - | ELECTRICAL HEAT TRACING | 17 | 0 | 0 | 0 | 0 | 0 | 0 | 0 | 0 | 0 | 0 | MP25 | 7 | 0.01025 | 1 | 0.071751 | 1.2198 | 0.17425 | 17 | R.04 | Active
| 1 | 2 | 15.4.9 | Fixing Buckle | - | ELECTRICAL HEAT TRACING | 1014 | 0 | 0 | 0 | 0 | 0 | 0 | 0 | 0 | 0 | 0 | MP25 | 7 | 0.01025 | 1 | 0.071751 | 72.7554 | 10.3936 | 1014 | R.04 | Active
| 1 | 2 | 15.4.10 | Insulation bushing for HSB / MSB | - | ELECTRICAL HEAT TRACING | 52 | 0 | 0 | 0 | 0 | 0 | 0 | 0 | 0 | 0 | 0 | MP25 | 7 | 0.01025 | 1 | 0.071751 | 3.731 | 0.53301 | 52 | R.04 | Active
| 1 | 2 | 15.4.11 | Insulation bushing for HTSB | - | ELECTRICAL HEAT TRACING | 102 | 0 | 0 | 0 | 0 | 0 | 0 | 0 | 0 | 0 | 0 | MP25 | 7 | 0.01025 | 1 | 0.071751 | 7.3186 | 1.0455 | 102 | R.04 | Active
| 1 | 2 | 15.4.12 | Glass fiber adhesive Tape, 200°C, 12mm, 30M/roll | - | ELECTRICAL HEAT TRACING | 672 | 0 | 0 | 0 | 0 | 0 | 0 | 0 | 0 | 0 | 0 | MP25 | 7 | 0.01025 | 1 | 0.071751 | 48.2166 | 6.8881 | 672 | R.04 | Active
| 1 | 2 | 15.4.13 | Caution Label " English Letter" | - | ELECTRICAL HEAT TRACING | 1137 | 0 | 0 | 0 | 0 | 0 | 0 | 0 | 0 | 0 | 0 | MP25 | 7 | 0.01025 | 1 | 0.071751 | 81.5808 | 11.6544 | 1137 | R.04 | Active
| 1 | 2 | 15.4.14 | Aluminum adhesive Tape, 150°C, 50mm, 50M/roll | - | ELECTRICAL HEAT TRACING | 1 | 0 | 0 | 0 | 0 | 0 | 0 | 0 | 0 | 0 | 0 | MP25 | 7 | 0.01025 | 1 | 0.071751 | 0.071751 | 0.01025 | 1 | R.04 | Active
| 1 | 2 | 15.4.15 | SS-Cable Ties 450mm (100ea/Box) | - | ELECTRICAL HEAT TRACING | 7 | 0 | 0 | 0 | 0 | 0 | 0 | 0 | 0 | 0 | 0 | MP25 | 7 | 0.01025 | 1 | 0.071751 | 0.50226 | 0.071751 | 7 | R.04 | Active
| 1 | 2 | 15.4.16 | SS-Cable Ties 800mm (50ea/Box) | - | ELECTRICAL HEAT TRACING | 4 | 0 | 0 | 0 | 0 | 0 | 0 | 0 | 0 | 0 | 0 | MP25 | 7 | 0.01025 | 1 | 0.071751 | 0.287 | 0.041001 | 4 | R.04 | Active
| 1 | 2 | 15.4.17 | SS-Cable Ties 1400 (50ea/Box) | - | ELECTRICAL HEAT TRACING | 7 | 0 | 0 | 0 | 0 | 0 | 0 | 0 | 0 | 0 | 0 | MP25 | 7 | 0.01025 | 1 | 0.071751 | 0.50226 | 0.071751 | 7 | R.04 | Active
| 1 | 2 | 15.4.18 | Cold Applied Technology EX For HSB / MSB | - | ELECTRICAL HEAT TRACING | 56 | 0 | 0 | 0 | 0 | 0 | 0 | 0 | 0 | 0 | 0 | MP25 | 7 | 0.01025 | 1 | 0.071751 | 4.018 | 0.57401 | 56 | R.04 | Active
| 1 | 2 | 15.4.19 | Cold Applied Technology EX For HTSB | - | ELECTRICAL HEAT TRACING | 102 | 0 | 0 | 0 | 0 | 0 | 0 | 0 | 0 | 0 | 0 | MP25 | 7 | 0.01025 | 1 | 0.071751 | 7.3186 | 1.0455 | 102 | R.04 | Active
| 1 | 2 | 15.4.20 | Factory Assembled CUNI Cold Lead (1.2M) | - | ELECTRICAL HEAT TRACING | 19 | 0 | 0 | 0 | 0 | 0 | 0 | 0 | 0 | 0 | 0 | MP25 | 7 | 0.01025 | 1 | 0.071751 | 1.3633 | 0.19475 | 19 | R.04 | Active